## Changelog
Date | Version | Change
2016-07-06 | 0_0 | first version of IFI Calculator
2016-07-22 | 0_1 | Added '1-Eng Inputs', 'ZIPS', and 'Seismic Data' tabs from Ecocalcs 4_1, modified them for Ecofoot3, and integrated them into input tabs from IFI Calculator.
2016-08-02 | 0_2 | Corrected system geometry inputs, Added '2-Quote Inputs' and '3-Quote' tabs from Ecocalcs 4_1 and modified them for Ecofoot3, Added 'Ballast Distribution' and '3x3 mass hand' tabs
2016-08-04 | 0_3 | Added calculation for substructure weight, Corrected English to Metric conversion factor in Module’s width and Module’s length cells in 'wind load calc_10d' and 'wind load calc_5d', Improved '3-Quote' asthetics, Removed 'Sample Layout' tab and German language option, Added 'Land Matrix' tab, modified 'wind load calc_10d' to simultaniously give values for 9,12,15,16,20,25, and n module uplift load-sharing both with & without deflectors.
2016-08-16 | 0_4 | Corrected Importance Factor bug
2016-08-25 | 0_5 | Corrected '2-Quote Inputs' available SKUs
2016-09-08 | 0_5_1 | Added 0/1 binary flag for landscape/portrait and with/without deflectors (at request of software developer) Also, added a column in the 10d and 5d tabs to read "User Input Load Sharing Areas", and converted the output into lbs for easier manipulation in the software.
2016-09-15 | 0_5_2 | changed Binary flags, moved around landscape data for easier software interaction.
2016-10-06 | 0_5_2 REDUX | deleted tabs that are unnecessary to ballast calculation

## 1-Eng Inputs
If you paste inputs from old Ecocalcs, use "paste values" to keep spreadsheet functional
Notes |  | COLUMN TO BE HIDDEN:
Project Specific | EPDM STRIP ESTIMATE | Data for use in software:
Salesperson | Ted Bleeker
Account Name | Hannah Solar
Installer Name | Hannah Solar |  | For use on permitting applications and paperwork.
Project Name | Westside Foundry
Project Address | 1530 Ellsworth Industrial Blvd |  | DO NOT INCLUDE CITY/STATE
Project Zip | 30318 |  | #REF!
Roof Type | Gravel
Module Info
Module Manufacturer | ET Solar
Module Model | M672335WW
Module Power (w) | 335 |  | (metric)
Module Length (in) | 77.01 |  |  | ← Input length in mm
Module Width (in) | 39.06 |  |  | ← Input width in mm
Module Weight (lbs.) | 56.66 |  |  | ← Input weight in Kg
Module Quantity | 456
Code Related
Building Length (N/S, ft.) | 236 |  | For non-rectangular buildings give longest north-south (N/S) axis of the building
Building Width (E/W, ft.) | 313 |  | For non-rectangular buildings give longest east-west (E/W) axis of the building
Roof Height (ft.) | 24
Wind Speed (mph) | 115 |  | Maximum wind speed of a 3 second gust the region has recorded. From ASCE 7-05. Based on the address of the jobsite.
Occupancy Category | II |  | Category II for typical buildings. Category III represents substantial hazard for human life, spaces where more than 300 people congregate, Ex. schools, jails, etc. Category IV essential facilities, hospitals, emergency response, power plants, national defense. From ASCE 7-05, Table 1-1
Wind Exposure | B |  | Exposure B for urban, suburban, or wooded terrain extending all directions from the building for at least 2,600ft. Exposure C for open terrain with scattered obstructions, Ex. Airports, fields, large bodies of water. Exception: If building is less than 30ft, distance reduced to 1,500ft. From ASCE 7-05 6.5.6 & C6.5.6
Snow Load (psf) | 5 |  | Amount of snow expressed in psf which the region may experience. From ASCE 7-05. Based on the address of the jobsite.
Seismic Data: (Ss) | 0.1893 |  | Seismic rating for the area identified. Typically, if the seismic is greater than 1, the system will require attachment at select points. From ASCE 7-05. Based on the address of the jobsite.
Soil Site Class | D |  | Inquire about Site Class if Ss is between 0.3 and 0.75, otherwise select D. Select D if Site Class is D or less. (A=Hard Rock, B=Rock, C=Very Dense Soil and Soft Rock, D=Stiff Soil, E=Soft Clay Soil). If Site Class is F, inquire with Ecolibrium Solar. Site Class per ASCE 7-10 Chapter 20.
Elevation Above Sea Level (ft.) | 850 |  | Local elevation of the building above sea level can be found by endering the project address at http://www.whatismyelevation.com
Engineering Options |  |  |  |  | Slope Calculator
ASCE7 Version | 2010 |  | Specify which building code ASCE to use: 2005 or 2010. When using ASCE7-10, be sure to enter the wind speed corresponding to the occupancy category (which is the same as risk category). |  | Rise (p, in) | 0.25
Deflector | NO | 0 | Choose wether or not wind deflectors will be used. Selecting "NO" is only valid in landscape. |  | Run (a, in) | 12
Module Orientation | Landscape | 1 | Landscape orientation is approximately a 10 degree tilt while Portrait has a 5 degree tilt. Portrait will result more kW per roof area. The ballast requirements are similar regardless of orientation, but PSF is higher for portrait due to a more densely packed roof. |  | Slope (θ) | 1.1935
Ballast Block Weight (lbs.) | 34 |  |  |  | For slope given as a percent, use the percent value as the Rise (p), and use 100 as the Run (a)
Roof slope (deg) | 1.1935 |  | UNATTACHED SEISMIC: Roof slope must be ≤ 3° ATTACHED SEISMIC: Roof slope must be ≤ 7° IBC minimum roof slope is 1/4 rise over 12 inches
Seismic Methodology | Unattached |  | USE UNATTACHED UNLESS ROOF SLOPE GREATER THAN 3°
Slip Sheet | YES |  | Most roofing-membrane manufacturers require a sacrificial "Slip Sheet" be used under each Ecofoot base
Parapet Height (inches) | 0 |  | Greatest height of the parapet wall above the roof surface. Enter "0" for roofs with no parapet. Parapets higher than 5.5 inches (1/2 the height of the installed system) will require more ballast.
[5 empty] | YES | B | I | EPDM | Landscape | 2005 | Unattached
[5 empty] | NO | C | II | TPO | Portrait | 2010 | Attached
[6 empty] | D | III | PVC
[6 empty] | E | IV | Granule Coated
Gravel
Other

## 2-Quote Inputs
WORKSHEET
CUSTOMER | Hannah Solar |  |  |  |  | MULTIPLIER
PROJECT | Westside Foundry |  |  |  |  | 0.6
QUOTE | [6 empty] | Internal Profitability |  |  | Shipping
PART NAME |  | PART NUMBER | MSRP | PRICE | QTY | SUBTOTAL | Unit COGS | Net COGS | GP | piece weight (lb) | total weight (lb) | fractional spaces | pallet spaces
ECOFOOT3 10° BASE ASSEMBLY |  | ES11236 | 60.4293 | 36.26 | 570 | 20668.2 | 17.5245 | 9988.965 | 10679.235 | 12.231 | N/A | N/A | N/A
ECOFOOT3 10° BASE SUPPORT |  | ES11054 | 5.8229 | 3.49 | 0 | 0 | 1.6886 | 0 | 0 | 1.401 | 0
ECOFOOT3 BASE TUBE ASSEMBLY |  | ES11300 | 19.3345 | 11.6 | 0 | 0 | 5.607 | 0 | 0 | 3.98 | 0
ECOFOOT3 BALLAST PAN |  | ES11232 | 4.7005 | 2.82 | 570 | 1607.4 | 1.3631 | 776.9938 | 830.4062 | 1.469 | 837.33
ECOFOOT3 PANEL CLAMP ASSEMBLY |  | ES11080 | 1.8411 | 1.1 | 0 | 0 | 0.53393 | 0 | 0
ECOFOOT3 BASE CLAMP ASSEMBLY |  | ES11045 | 1.6313 | 0.98 | 0 | 0 | 0.47308 | 0 | 0
ECOFOOT3 CABLE TRAY SUPPORT KIT |  | ES11089 | 13.3172 | 7.99 | 0 | 0 | 3.862 | 0 | 0
WIRE MANAGEMENT CLIP 90 degrees |  | ES11092 | 0.57931 | 0.35 | 0 | 0 | 0.168 | 0 | 0
ECOFOOT3 WIRE HANGER |  | ES11093 | 0.9 | 0.54 | 0 | 0 | 0.261 | 0 | 0
60 Cell Landscape Wind Deflector |  | ES11073-CP | 13.7241 | 8.23 | 0 | 0 | 3.98 | 0 | 0 | 5.54 | 0 | 0 | 0
Wind Deflector Bracket |  | ES61022-CP | 0 | 0 | 0 | 0 |  | 0 | 0 | 0.242 | 0
EcoX Power Accessory Bracket |  | ES10132 | 0 | 0 | 0 | 0 |  | 0 | 0 | 0.229 | 0 | 0 | 0
Engineering Services |  | N/A | #REF! | #REF! | 1 | #REF! | 400 | 400 | #REF!
Slip Sheet |  | ES02+SLSHA | 0 | 0 | 0 | 0 | 0 | 0 | 0
Mechanical Attachment |  | ES02+ATKTA | 0 | 0 | 0 | 0 | 0 | 0 | 0
Discount | [5 empty] | 0 |  |  | 0
[7 empty] | Cost/watt | 0.073095
Total | [5 empty] | #REF! | Total | 11165.9588 | #REF! | Total | 837.33 | 0 | 0
System Size(kW) | [5 empty] | 152.76 | GPM |  | #REF!
Price Per Watt | [5 empty] | N/A | Commission |  | #REF!
Internal Array Weight (psf) | [6 empty] | %of REV |  | #REF! | From Zip | 44707
[10 empty] | To Zip | 30318
Adders
Add slip sheets | [5 empty] | NO
Ship Assembled Bases | [5 empty] | YES
Add Ballast Tray | [5 empty] | YES
Uplift Attachment Calculator
Part Name | Part Number |  | Cost | Qty. Per Kit | Total Qty. | Total Cost
Mechanical Attachment | ES02+ATKTA |  | 0 |  | 0 | 0
U-Anchor 2400 | ECO-002_6?? |  | 27.65 | #DIV/0! |  | 0
B22 Galvanized Strut 10' | ECO-002_501 |  | 24.74 | #DIV/0! |  | 0
Splice Clevis with 2 Holes | ECO-002_508 |  | 7.33 | #DIV/0! |  | 0
N228 Galvanized Strut Nut 3/8"-16 | ECO-002_511 |  | 0.86 | #DIV/0! | 0 | 0
UniRac L-foot and Hardware | ECO-002_510 |  | 2.21 | #DIV/0! | 0 | 0
3/8" x 1" SS Carriage Bolt | ECO-002_513 |  | 0.11 | #DIV/0! |  | 0
3/8" x 1" SS serrated flange bolt | ECO-002_512 |  | 0.21 | #DIV/0! | 0 | 0

## 3-Quote
QUOTE
244 W State St |  | QUOTE NO. |  |  |  | Quote number= Salesperson initials followed by date then quote # for that day. EX: If this is my second quote on 8/23/13 then the quote # is "BW08231302".
Athens, OH 45701 |  | DATE | 2016-10-13
P: 740-249-1877 |  | EXPIRATION DATE | 2016-11-12
sales@ecolibriumsolar.com |  | CUSTOMER ID | Hannah Solar
SALESPERSON |  | SHIPPING TERMS | PAYMENT TERMS
Ted Bleeker |  | FOB 44707 | 30% Down, Balance at Shipment
PART NUMBER |  |  | QTY | UNIT PRICE | LINE TOTAL
ES11236 | ECOFOOT3 10° BASE ASSEMBLY |  | 570 | 36.26 | 20668.2
ES11232 | ECOFOOT3 BALLAST PAN |  | 570 | 2.82 | 1607.4
Engineering Services |  |  | 1 | #REF! | #REF!
TERMS AND CONDITIONS |  |  |  | TOTAL | #REF!
1. Based upon information provided and is subject to change |  |  |  | System Size(kW) | 152.76
2. Does not include ballast, shipping or taxes |  |  |  | Price Per Watt | N/A
3. Ecofoot2+ PE certificate excludes structural analysis of building |  |  |  | Min Wind Setback (in.) | 48
4. Submit signed quote and your P.O. to salesperson listed above to place order |  |  |  | Heaviest Array (PSF)
THANK YOU FOR YOUR BUSINESS!
Project Variables
Module Quantity |  |  |  | 0
North Row Module Quantity
Basic wind speed (3 second gust speed at 33 ft. above ground in Exposure C) |  |  |  |  | mph
Occupancy Category (I,II,III,IV)
Exposure Category (B, C, D)
Mean Roof Height |  |  |  |  | ft.
Module Weight |  |  |  | 0 | lbs.
Module Length |  |  |  | 0 | in
Module Width |  |  |  | 0 | in
Ground Snow Load (fig 7-1 and table 7-1) |  |  |  | 0 | psf
MCE Spectral Response Acceleration at Short Periods (SS)
Minimum Roof Setback |  |  |  | 0 | in.
Roofing Type |  |  |  | 0
Friction Coefficient |  |  |  | 0
Engineering Results
Ballast Block Weight |  |  |  |  | lbs.
1. GENERAL PROVISIONS. All sales of the products and services of Ecolibrium Solar, Inc.+ (“Supplier”) to purchaser (“Customer”) are subject to these general terms and conditions of sale (this “Agreement”). Supplier and Customer are referred to herein individually as a “Party” or jointly as the “Parties”. 2. ORDER PLACEMENT. The following are required in order for Supplier to proceed with order: • A sales quotation containing this Agreement signed by Customer • A purchase order submitted by Customer showing the items, quantities and prices shown in the sales quotation. Alternatively, Customer may submit the signed sales quotation along with a cover letter or cover email stating that Customer intends that said signed sales quotation shall also serve as Customer's purchase order • Upfront payment by Customer as specified in the sales quotation 3. Prices and Terms of Payment: The Purchase Price shall be the amount shown in the sales quotation and market as “Total.” 30% of the Purchase Price is due upon execution of the sales quotation and Supplier shall invoice Customer for said 30% promptly upon receipt from Customer of the signed sales Quotation and purchase order. The remaining portion of the Purchase Price shall be invoiced by Supplier to Customer and shall be payable prior to shipment from Supplier’s shipping point. Finance charges equal to 1.5% per month (18% per annum) shall be assessed on late payments. 4. DELIVERY TERMS AND LIMITATIONS; RETURNS. All deliveries shall be FOB shipping point. All risk of loss for damage to the Product ordered, in whole or in part, shall be borne entirely by Customer once the Product is delivered to a common carrier for delivery to Customer. Adhering to the following guidelines protects Customer’s interests when seeking resolution to any shipping issue. • If there is a problem with the delivered goods such as damage (visible or concealed), or a shortage/excess from the P.O., contact Supplier immediately and file a claim with the carrier. • Shortages- Shortages must be reported within 48 hours of delivery. • Visible damage – If the packaging, containers, boxes, or bundles show visible signs of damage upon delivery, Customer must note this on both copies of the freight bill before signing the receipt of goods document. If Customer chooses to accept the shipment and not send it back to Supplier, Customer will be responsible to file all claims directly with the Freight Company. • Concealed damage- Concealed damage must be reported to the carrier within 36 hours of delivery. Beyond this time frame, Customer will have no recourse with the carrier for a Concealed Damage freight claim. • Return shipping policy and procedure – Customer MUST obtain a Return Material Authorization (RMA) # prior to returning items to Supplier. Items returned without a RMA # will be refused by Supplier. Customer to contact Supplier to obtain a RMA #. Returns must be shipped with freight prepaid and insured and must arrive at Supplier within 30 days of delivery. A 15% restocking fee is assessed on all return orders. 5. WARRANTY AND LIMITATION OF LIABILITY. The warranty terms are set forth in the accompanying document titled "Ecolibrium Solar Corporation Limited Product Warranty.” In no event shall Supplier be liable to Customer or any other person for reprocurement costs, lost profits, business interruption, loss of use, or incidental, special, indirect, or consequential damages of any nature even if Supplier has been advised of the possibility thereof. These include damages related to, arising out of, or in connection with the sale, delivery, installation, use, loss of use, repair, possession, transportation, disposal or performance of the Products, including all additions to and replacements of the Products. In no event shall Supplier’s liability arising in connection with any Product(s) sold or to be sold hereunder (whether such liability arises from a claim under contract, warranty, tort, or otherwise) exceed the actual amount paid by Customer to Supplier for the product(s) involved in such claim 6. MISCELLANEOUS TERMS. 6.1 This Agreement may not be modified, amended or altered in any manner without the mutual written consent of both Parties. This Agreement and any other documents referred to in this Agreement constitute the entire agreement between the Parties regarding the subject matter contained herein and shall supersede all previous oral or written agreement(s) between the Parties. To the extent any other document, including a purchase order, is inconsistent with the terms of this Agreement, the terms of this Agreement shall prevail unless expressly acknowledged in the Confirmation. 6.2 GOVERNING LAW. This Agreement and all documents executed and delivered in connection herewith shall be construed and enforced in accordance with the laws of the State of Ohio, except with respect to conflicts of laws principles. 6.3 ASSIGNMENT. Customer may not assign this Agreement in whole or in part, or subcontract its obligations hereunder, without the prior written consent of the Seller. All terms, agreements, covenants and rights contained herein shall inure to the benefit of, and be binding on any permitted assignee. 6.4 EXCUSABLE DELAYS. If the performance of any obligation, except payment of moneys due, is prevented, delayed, restricted, or interfered with in any way by reason of any Act of God, act of terrorism (whether actual or threatened), fire, flood, explosion, failure of machinery, strikes, lockouts, or labor trouble, supply of fuel, power, materials, containers or transportation, or any other act or condition whatsoever beyond the reasonable control of the affected party, the party so affected, upon giving prompt notice to the party to whom the performance is due, shall be excused from such performance to the extent of such interference. Each party shall use reasonable efforts to remove or resolve such interference with performance as promptly as reasonably possible. 6.5 SEVERABILITY. In the event that any portion of this Agreement should, for any reason, be held by a court of competent jurisdiction to be illegal, invalid, unenforceable, or contrary to public policy, then the remainder of this Agreement shall remain in full force and effect Please confirm your acceptance of this quote by signing this document. Print Name:_________________________________ Signature:___________________________________ Date:_______________ Billing Contact Name:_______________________________ Phone #:____________________ Email Address:_________________________ Ship To Address:________________________________________ Receiving Name:_______________________ Phone #:_____________________

## building data (hidden)
Ecolibrium Solar, Inc. | [6 empty] | The yellow cells have to be filled out depending on the project.
Solar ballasted roof mount system EcoFoot 3 | [6 empty] | The turquoise cells are calculated.
Building dimensions
Project data | [9 empty] | Available wind loading standards:
Project: | Westside Foundry |  | Language: |  | English |  |  |  |  | Country | Wind loading code
Postal code: | 30318 |  | Site: |  | 1530 Ellsworth Industrial Blvd |  |  |  |  | USA | ASCE/SEI 7-10
Person in charge: | Ted Bleeker |  | Country: |  | USA |  |  |  |  | USA II | ASCE/SEI 7-05
Date: | 2016-10-13 |  | Standard: |  | ASCE/SEI 7-10
Building dimensions:
Roof height: | 7.3152 | m above ground (In case of more than one height, the highest must be chosen!)
Parapet height: | 0 | m
Offset distance from roof edges: | 1.2 | m (The minimum array offset distance is 1.2m.)
Building width: | 95.4024 | m
Building length: | 71.9328 | m
Roof area: | 6862.5618 | m²
Roof pitch angle: | 1.1935 | ° (valid only up to 7° roof angle)
Width
Roof zoning: |  |  | array offset distance |  |  |  |  | 1.2 | m
Array offset distance from roof edges; Do not place PV modules in this zone!
Roof position 1 |  | Length |  | For east winds with wind directions from 0° to 180°.
Roof position 2
Roof position 3
Roof position 4
Roof position 5 |  |  | from roof edges |  |  |  |  | 1.2 | m
|  |  | 1.2 |  |  |  | 1.2
|  |  | m |  |  |  | m
Width
|  |  | array offset distance |  |  |  |  | 1.2 | m
|  | Length |  |  |  | For west winds with wind directions from 180° to 360°.
|  |  | from roof edges |  |  |  |  | 1.2 | m
|  |  | 1.2 |  |  |  | 1.2
|  |  | m |  |  |  | m

## ASCE 7-05 (US) (hidden)
Ecolibrium Solar, Inc. | [6 empty] | The yellow cells have to be filled out depending on the project.
Solar ballasted roof mount system EcoFoot 3 | [6 empty] | The turquoise cells are calculated.
ASCE 7-05
Design Base: | ASCE/SEI 7-05: Section 6
ASCE/SEI 7-05: Annex C6
Project data:
Project: | Westside Foundry |  | Language: | English |  | Load factors for wind and dead load:
Postal code: | 30318 |  | Site: | 1530 Ellsworth Industrial Blvd |  | Load factor for uplift [-]: |  | Load factor for sliding [-]: | Load factor for dead load I [-]: | Load factor for dead load II [-]: | according to ASCE7-05
Person in charge: | Ted Bleeker |  | Country: | USA
Last update: | 2016-10-13 |  | Standard: | ASCE/SEI 7-10 |  | 1.6 |  | 1.6 | 0.9 | 0.9
Determination of wind zone, Exposure category and of additional values according to
ASCE/SEI 7-05: Section 6 and ASCE/SEI 7-05: Annex C6
Peak velocity pressure | 1.135 | kN/m² | corresponds to | 42.6154 | m/s | respectively |  | 153.4155 | km/h
Project data:
Exposure category: | Exp. B |  | Definition of exposure categories according to section 6.5.6.3
Designation: | Urban/ suburban areas, wooded areas, or other terrain with numerous closely spaced obstructions having the size of single-family dwellings or larger.
Local elevation above sea level: | 259.08 | m ASL
Roof + parapet height: | 7.3152 | m | For low rise buildings in the US, the maximum height is 18.3 m (60 ft).
Basic wind speed: | 51.4096 | m/s | According to figures 6-1, 6-1A, B and C
Type of structure: | Case 1 | - | According to ASCE/SEI 7-10, table 6-3, Case 1 shall be applied for a) all components and cladding; b) main wind force resisting system in low-rise buildings. Case 2 shall be applied for a) all main wind force resisting systems in buildings except those in low-rise buildings; b) all main wind force resisting systems in other structures.
Importance factor: | 1 |  | The importance factor accounts for the degree of hazard to human life and damage to property and depends on the nature of occupancy of buildings and other structures, see section 6.5.5.
Wind directionality factor: | 1 |  | This factor shall only be applied when used in conjunction with load combinations specified in sections 2.3 and 2.4.
Topographic factor: | 1 |  | The topographic factor as defined in section 6.5.7 shall be applied when buildings and other site conditions and locations of structures constitute abrupt changes in the general topography (wind speed-up effects at isolated hills, ridges, escarpments).
Exposure category:
Exposure category | zg [m] | zmin [m] | a [-] | kz [-] | qh [N/m²] | Designation:
Exp. B | 365.76 | 9.14 | 7 | 0.70059 | 1135.0462 | Urban/ suburban areas, wooded areas, or other terrain with numerous closely spaced obstructions having the size of single-family dwellings or larger.
Exp. C | 274.32 | 4.57 | 9.5 | 0.93718 | 1518.3433 | Open terrain with scattered obstructions having heights generally less than 30ft (9.1 m). This category includes flat open country and grasslands.
Exp. D | 213.36 | 2.13 | 11.5 | 1.118 | 1811.2653 | Flat, unobstructed areas and water surfaces. This category includes smooth mud flats, salt flats, and unbroken ice.
Importance factor
Building and structure classification categories according to ASCE/SEI 7-05, table 1-1 | Non Hurricane Prone Regions and Hurricane Prone Regions with v = 85 - 100 mph and Alaska | Hurricane Prone Regions with v > 100 mph
I | 0.87 | 0.77
II | 1 | 1
III | 1.15 | 1.15
IV | 1.15 | 1.15
Case 1
Case 2

## ASCE 7-10 (US) (hidden)
Ecolibrium Solar, Inc. | [6 empty] | The yellow cells have to be filled out depending on the project.
Solar ballasted roof mount system EcoFoot 3 | [6 empty] | The turquoise cells are calculated.
ASCE 7-10
Design Base: | ASCE/SEI 7-10: Section 26 and 27
ASCE/SEI 7-10: Annex C26 and C27
Project data:
Project: | Westside Foundry |  | Language: | English |  | Load factors for wind and dead load:
Postal code: | 30318 |  | Site: | 1530 Ellsworth Industrial Blvd |  | Load factor for uplift [-]: |  | Load factor for sliding [-]: | Load factor for dead load I [-]: | Load factor for dead load II [-]: | according to ASCE7-10
Person in charge: | Ted Bleeker |  | Country: | USA
Last update: | 2016-10-13 |  | Standard: | ASCE/SEI 7-10 |  | 1 |  | 1 | 0.9 | 0.9
Determination of wind zone, exposure category and of additional values according to
ASCE/SEI 7-10: Section 26 and 27 and ASCE/SEI 7-10: Annex C26 and C27
Peak velocity pressure | 1.135 | kN/m² | corresponds to | 42.6154 | m/s | respectively |  | 153.4155 | km/h
Project data:
Exposure category: | Exp. B | - | Definition of exposure categories according to section 26.7
Designation: | Urban/ suburban areas, wooded areas, or other terrain with numerous closely spaced obstructions having the size of single-family dwellings or larger.
Local elevation above sea level: | 259.08 | m ASL
Roof + parapet height: | 7.3152 | m | For low rise buildings in the US, the maximum height is 18.3 m (60 ft).
Basic wind speed: | 51.4096 | m/s | According to figures 26.5-1A, B and C for the risk categories I, II, III including an importance and a load factor of 1.6
Type of structure: | Components and Cladding | - | The exposure coefficient kz in Exposure B varies with the type of structure.
Wind directionality factor: | 1 | - | This factor shall only be applied when used in conjunction with load combinations specified in sections 2.3 and 2.4.
Topographic factor: | 1 | - | The topographic factor as defined in section 26.8 shall be applied when buildings and other site conditions and locations of structures constitute abrupt changes in the general topography (wind speed-up effects at isolated hills, ridges, escarpments).
Exposure category:
Exposure category | zg [m] | zmin [m] | a [-] | kz [-] | qh [N/m²] | Designation:
Exp. B | 365.76 | 9.14 | 7 | 0.70059 | 1135.0462 | Urban/ suburban areas, wooded areas, or other terrain with numerous closely spaced obstructions having the size of single-family dwellings or larger.
Exp. C | 274.32 | 4.57 | 9.5 | 0.93718 | 1518.3433 | Open terrain with scattered obstructions having heights generally less than 30ft (9.1 m). This category includes flat open country and grasslands.
Exp. D | 213.36 | 2.13 | 11.5 | 1.118 | 1811.2653 | Flat, unobstructed areas and water surfaces. This category includes smooth mud flats, salt flats, and unbroken ice.
Main Structure
Components and Cladding

## Friction Data
Friction Coefficient Calculator
ROOF SURFACE | SLIP SHEET?
tpo | Yes | tpoYes | 0.45 | Blue | Values from Testing Engineers, Inc. study dated 2016-05-27 (valid in L.A. County)
tpo | No | tpoNo | 0.44 | Red | Estimated/calculated/misc sourced values
epdm | Yes | epdmYes | 0.47
epdm | No | epdmNo | 0.49
PVC | Yes | PVCYes | 0.67
PVC | No | PVCNo | 0.66
Granule Coated | Yes | Granule CoatedYes | 0.36
Granule Coated | No | Granule CoatedNo | 0.36
gravel | Yes | gravelYes | 0.2
gravel | No | gravelNo | 0.2
other | Yes | otherYes | 0.2
other | No | otherNo | 0.2
Gravel | YES | GravelYES | 0.32

## wind load calc_10d
Ecolibrium Solar, Inc. | [5 empty] | The yellow cells have to be filled out depending on the project.
Solar ballasted roof mount system EcoFoot 3 | [5 empty] | The turquoise cells are calculated.
with 10deg tilt angle
Ballast design
Project data
Project: | Westside Foundry |  | Language: | English
Postal code: | 30318 |  | Site: | 1530 Ellsworth Industrial Blvd
Person in charge: | Ted Bleeker |  | Country: | USA
Date: | 2016-10-13 |  | Standard: | ASCE/SEI 7-10
Required parameters of the photovoltaic roofing system | [28 empty] | Definition:
Characteristics of the PV system | [28 empty] | Wind direction north corresponds to wind blowing on the north façade of the flat-roofed building.
Module's weight / module's area: | 13.2433 | kg/m² | Module angled at: | 10 | ° to the roof surface | Deflector angled at: | 62.4 | ° to the roof surface
Substructure's weight / module's area: | 2.8588 | kg/m² | Module's width: | 0.99212 | m | Deflector's width: | 0.2249 | m
Dead weight / module's area: | 16.102 | kg/m² | Module's length: | 1.9561 | m | Deflector's length: | 1.9561 | m
Module's weight: | 25.7005 | kg | Module's area: | 1.9406 | m² | Deflector's area: | 0.43992 | m² | [18 empty] | setback a | [9 empty] | setback a |  |  | setback a | [9 empty] | setback a
Substructure's weight: | 5.5479 | kg
Wind profile at the site | [28 empty] | For east winds with wind directions from 0° to 180°. | [12 empty] | For west winds with wind directions from 180° to 360°.
Peak velocity pressure: | 1.135 | kN/m²
Exposure category: | Exp. B | -
[26 empty] | setback a |  | North edge | [10 empty] | setback a |  | North edge
Roof properties
[27 empty] | West edge | North row Interior modules | North row Interior modules | North row 1st-4th module | North row Interior modules | North row 1st-4th module | North row Interior modules | North row 1st-4th module | North row Interior modules | North row 1st-4th module | East edge |  |  | West edge | North row 1st-4th module | North row Interior modules | North row 1st-4th module | North row Interior modules | North row 1st-4th module | North row Interior modules | North row 1st-4th module | North row Interior modules | North row Interior modules | East edge
Coefficient of static friction | 0.32 | -
Roof slope: | 1.1935 | °
On inclined roofs the downhill-slope force of the PV-system has to be compensated for by additional ballast. On duopitch roofs the downhill-slope force can be compensated for on both roof sides if the roof slope is lower than 5° and if the installed system is statically connected over the high or low point of the roof. Furthermore, the system has to be sufficiently rigid in such a way that no local displacement of the system due to the downhill-slope force can occur and that all system properties (overall weight, static friction coefficient ≥0,5, array size, distribution within an array, module area, etc.) are identical on both inclined roof sides. Is the downhill-slope force negligible due to the above mentioned reasons? | [7 empty] | Nein / No | [19 empty] | Inner row Interior modules | Inner row Interior modules | Inner row 1st-4th module | Inner row Interior modules | Inner row 1st-4th module | Inner row Interior modules | Inner row 1st-4th module | Inner row Interior modules | Inner row 1st-4th module |  | 20 |  |  | Inner row 1st-4th module | Inner row Interior modules | Inner row 1st-4th module | Inner row Interior modules | Inner row 1st-4th module | Inner row Interior modules | Inner row 1st-4th module | Inner row Interior modules | Inner row Interior modules |  | 20
[38 empty] | m | [12 empty] | m
[28 empty] | Inner row Interior modules | Inner row Interior modules | Inner row 1st-4th module | Inner row Interior modules | Inner row 1st-4th module | Inner row Interior modules | Inner row 1st-4th module | Inner row Interior modules | Inner row 1st-4th module |  | L1 |  |  | Inner row 1st-4th module | Inner row Interior modules | Inner row Interior modules | Inner row Interior modules | Inner row 1st-4th module | Inner row Interior modules | Inner row 1st-4th module | Inner row Interior modules | Inner row Interior modules |  | L1
Loaded area of the PV array
With the loaded area the structural interconnection of the system is taken into account. | [27 empty] | Inner row Interior modules | Inner row Interior modules | Inner row 1st-4th module | Inner row Interior modules | Inner row 1st-4th module | Inner row Interior modules | Inner row 1st-4th module | South row (only if array interrupted) Interior modules | South row (only if array interrupted) 1st-4th module |  |  |  |  | South row (only if array interrupted) 1st-4th module | South row (only if array interrupted) Interior modules | Inner row Interior modules | Inner row Interior modules | Inner row 1st-4th module | Inner row Interior modules | Inner row 1st-4th module | Inner row Interior modules | Inner row Interior modules
Load case 'Uplift' |  |  |  | Load case 'Sliding' | [6 empty] | FOR USE IN SOFTWARE:
Number of modules which share loads: | 9 |  |  | Number of modules which share loads: | 49 | [5 empty] | ¦
Applied number of modules which share loads: | 9 |  |  | Applied number of modules which share loads: | 49 | [5 empty] | ¦ | [16 empty] | Inner row Interior modules | Inner row Interior modules | Inner row 1st-4th module | Inner row Interior modules | Inner row 1st-4th module | Inner row Interior modules | Inner row 1st-4th module | North row (only if array interrupted) Interior modules | North row (only if array interrupted) 1st-4th module |  |  |  |  | North row (only if array interrupted) 1st-4th module | North row (only if array interrupted) Interior modules | Inner row 1st-4th module | Inner row Interior modules | Inner row 1st-4th module | Inner row Interior modules | Inner row 1st-4th module | Inner row Interior modules | Inner row Interior modules
¦
V
[28 empty] | Inner row Interior modules | Inner row Interior modules | Inner row 1st-4th module | Inner row Interior modules | Inner row 1st-4th module | Inner row Interior modules | Inner row 1st-4th module | Inner row Interior modules | Inner row 1st-4th module |  |  |  |  | Inner row 1st-4th module | Inner row Interior modules | Inner row 1st-4th module | Inner row Interior modules | Inner row 1st-4th module | Inner row Interior modules | Inner row 1st-4th module | Inner row Interior modules | Inner row Interior modules
Ballast design for wind loads |  |  | Load factors for wind and dead load: | [8 empty] | 9-Module Load-Sharing Area |  | 12-Module Load-Sharing Area |  | 15-Module Load-Sharing Area |  | 16-Module Load-Sharing Area |  | 20-Module Load-Sharing Area |  | 25-Module Load-Sharing Area |  | 9-Module Load-Sharing Area
|  |  | according to ASCE/SEI 7-10 | 9-Module Load-Sharing Area | 12-Module Load-Sharing Area | 15-Module Load-Sharing Area | 16-Module Load-Sharing Area | 20-Module Load-Sharing Area | 25-Module Load-Sharing Area | 9-Module Load-Sharing Area | User Input | Load factor for dead load I [-]: | Load factor for dead load II [-]: | Load factor for dead load I [-]: | Load factor for dead load II [-]: | Load factor for dead load I [-]: | Load factor for dead load II [-]: | Load factor for dead load I [-]: | Load factor for dead load II [-]: | Load factor for dead load I [-]: | Load factor for dead load II [-]: | Load factor for dead load I [-]: | Load factor for dead load II [-]: | Load factor for dead load I [-]: | Load factor for dead load II [-]:
[11 empty] | Load Sharing Areas | [16 empty] | Inner row Interior modules | Inner row Interior modules | Inner row 1st-4th module | Inner row Interior modules | Inner row 1st-4th module | Inner row Interior modules | Inner row 1st-4th module | Inner row Interior modules | Inner row 1st-4th module |  |  |  |  | Inner row 1st-4th module | Inner row Interior modules | Inner row Interior modules | Inner row Interior modules | Inner row 1st-4th module | Inner row Interior modules | Inner row 1st-4th module | Inner row Interior modules | Inner row Interior modules
[11 empty] | (Converted to lbs) | 0.9 | 0.9 | 0.9 | 0.9 | 0.9 | 0.9 | 0.9 | 0.9 | 0.9 | 0.9 | 0.9 | 0.9 | 0.9 | 0.9
Design ballast in kg/module |  |  |  | MAX WITH WIND DEFLECTOR | MAX WITH WIND DEFLECTOR | MAX WITH WIND DEFLECTOR | MAX WITH WIND DEFLECTOR | MAX WITH WIND DEFLECTOR | MAX WITH WIND DEFLECTOR | MAX WITH WIND DEFLECTOR | MAX WITH WIND DEFLECTOR | Landscape with wind deflector |  | Landscape with wind deflector |  | Landscape with wind deflector |  | Landscape with wind deflector |  | Landscape with wind deflector |  | Landscape with wind deflector |  | Landscape with wind deflector
Array zone |  |  | Roof zone | [8 empty] | Design ballast for uplift | Design ballast for sliding | Design ballast for uplift | Design ballast for sliding | Design ballast for uplift | Design ballast for sliding | Design ballast for uplift | Design ballast for sliding | Design ballast for uplift | Design ballast for sliding | Design ballast for uplift | Design ballast for sliding | Design ballast for uplift | Design ballast for sliding |  |  | Inner row Interior modules | Inner row Interior modules | Inner row 1st-4th module | Inner row Interior modules | Inner row 1st-4th module | Inner row Interior modules | Inner row 1st-4th module | Inner row Interior modules | Inner row 1st-4th module |  |  |  |  | Inner row 1st-4th module | Inner row Interior modules | Inner row 1st-4th module | Inner row Interior modules | Inner row 1st-4th module | Inner row Interior modules | Inner row 1st-4th module | Inner row Interior modules | Inner row Interior modules
Roof position 1
North row |  |  | 1st-4th module | #REF! | #REF! | #REF! | #REF! | #REF! | #REF! | 17.5031 | 38.5876 | #REF! | #REF! | #REF! | #REF! | #REF! | #REF! | #REF! | #REF! | #REF! | #REF! | #REF! | #REF! | 17.5031 | 13.5589 |  |  | Inner row Interior modules | Inner row Interior modules | Inner row 1st-4th module | Inner row Interior modules | Inner row 1st-4th module | Inner row Interior modules | Inner row 1st-4th module | Inner row Interior modules | Inner row 1st-4th module |  |  |  |  | Inner row 1st-4th module | Inner row Interior modules | Inner row 1st-4th module | Inner row Interior modules | Inner row 1st-4th module | Inner row Interior modules | Inner row 1st-4th module | Inner row Interior modules | Inner row Interior modules
|  |  | Interior modules | #REF! | #REF! | #REF! | #REF! | #REF! | #REF! | 13.5589 | 29.8921 | #REF! | #REF! | #REF! | #REF! | #REF! | #REF! | #REF! | #REF! | #REF! | #REF! | #REF! | #REF! | -5.6953 | 13.5589 | [12 empty] | 51.9328 | [12 empty] | 51.9328
Inner rows, 2nd to 6th row from north | 0 | Inner rows, 2nd to 6th row from north | 1st-4th module | #REF! | #REF! | #REF! | #REF! | #REF! | #REF! | 20.9993 | 46.2954 | #REF! | #REF! | #REF! | #REF! | #REF! | #REF! | #REF! | #REF! | #REF! | #REF! | #REF! | #REF! | 20.9993 | 13.5589 | [12 empty] | m | [12 empty] | m
#REF! | 0 | 0 | Interior modules | #REF! | #REF! | #REF! | #REF! | #REF! | #REF! | 13.5589 | 29.8921 | #REF! | #REF! | #REF! | #REF! | #REF! | #REF! | #REF! | #REF! | #REF! | #REF! | #REF! | #REF! | -1.4163 | 13.5589 |  |  | Inner row Interior modules | Inner row Interior modules | Inner row 1st-4th module | Inner row Interior modules | Inner row 1st-4th module | Inner row Interior modules | Inner row 1st-4th module | Inner row Interior modules | Inner row 1st-4th module |  | L2 |  |  | Inner row 1st-4th module | Inner row Interior modules | Inner row 1st-4th module | Inner row Interior modules | Inner row 1st-4th module | Inner row Interior modules | Inner row 1st-4th module | Inner row Interior modules | Inner row Interior modules |  | L2
Inner rows, from 7th row from north | 0 | Inner rows, from 7th row from north | 1st-4th module | #REF! | #REF! | #REF! | #REF! | #REF! | #REF! | 15.3671 | 33.8786 | #REF! | #REF! | #REF! | #REF! | #REF! | #REF! | #REF! | #REF! | #REF! | #REF! | #REF! | #REF! | 15.3671 | 13.5589
#REF! | 0 | 0 | Interior modules | #REF! | #REF! | #REF! | #REF! | #REF! | #REF! | 13.5589 | 29.8921 | #REF! | #REF! | #REF! | #REF! | #REF! | #REF! | #REF! | #REF! | #REF! | #REF! | #REF! | #REF! | 9.3449 | 13.5589
South row | 0 | South row | 1st-4th module | #REF! | #REF! | #REF! | #REF! | #REF! | #REF! | 17.0305 | 37.5457 | #REF! | #REF! | #REF! | #REF! | #REF! | #REF! | #REF! | #REF! | #REF! | #REF! | #REF! | #REF! | 17.0305 | 13.5589 |  |  | Inner row Interior modules | Inner row Interior modules | Inner row 1st-4th module | Inner row Interior modules | Inner row 1st-4th module | Inner row Interior modules | Inner row 1st-4th module | Inner row Interior modules | Inner row 1st-4th module |  |  |  |  | Inner row 1st-4th module | Inner row Interior modules | Inner row 1st-4th module | Inner row Interior modules | Inner row 1st-4th module | Inner row Interior modules | Inner row 1st-4th module | Inner row Interior modules | Inner row Interior modules
#REF! | 0 | 0 | Interior modules | #REF! | #REF! | #REF! | #REF! | #REF! | #REF! | 13.5589 | 29.8921 | #REF! | #REF! | #REF! | #REF! | #REF! | #REF! | #REF! | #REF! | #REF! | #REF! | #REF! | #REF! | 11.8992 | 13.5589
Roof position 2
North row | 0 | 0 | 1st-4th module | #REF! | #REF! | #REF! | #REF! | #REF! | #REF! | 34.8486 | 76.8278 | #REF! | #REF! | #REF! | #REF! | #REF! | #REF! | #REF! | #REF! | #REF! | #REF! | #REF! | #REF! | 27.1016 | 34.8486 |  |  | Inner row Interior modules | Inner row Interior modules | Inner row 1st-4th module | Inner row Interior modules | Inner row 1st-4th module | Inner row Interior modules | Inner row 1st-4th module | Inner row Interior modules | Inner row 1st-4th module |  |  |  |  | Inner row 1st-4th module | Inner row Interior modules | Inner row 1st-4th module | Inner row Interior modules | Inner row 1st-4th module | Inner row Interior modules | Inner row 1st-4th module | Inner row Interior modules | Inner row Interior modules
0 | 0 | 0 | Interior modules | #REF! | #REF! | #REF! | #REF! | #REF! | #REF! | 42.5569 | 93.8218 | #REF! | #REF! | #REF! | #REF! | #REF! | #REF! | #REF! | #REF! | #REF! | #REF! | #REF! | #REF! | 42.5569 | 36.5256
Inner rows, 2nd to 6th row from north | 0 | Inner rows, 2nd to 6th row from north | 1st-4th module | #REF! | #REF! | #REF! | #REF! | #REF! | #REF! | 26.5685 | 58.5735 | #REF! | #REF! | #REF! | #REF! | #REF! | #REF! | #REF! | #REF! | #REF! | #REF! | #REF! | #REF! | -0.60574 | 26.5685
#REF! | 0 | 0 | Interior modules | #REF! | #REF! | #REF! | #REF! | #REF! | #REF! | 26.5685 | 58.5735 | #REF! | #REF! | #REF! | #REF! | #REF! | #REF! | #REF! | #REF! | #REF! | #REF! | #REF! | #REF! | 10.4744 | 26.5685 |  |  | Inner row Interior modules | Inner row Interior modules | Inner row 1st-4th module | Inner row Interior modules | Inner row 1st-4th module | Inner row Interior modules | Inner row 1st-4th module | Inner row Interior modules | Inner row 1st-4th module |  |  |  |  | Inner row 1st-4th module | Inner row Interior modules | Inner row 1st-4th module | Inner row Interior modules | Inner row 1st-4th module | Inner row Interior modules | Inner row 1st-4th module | Inner row Interior modules | Inner row Interior modules
Inner rows, from 7th row from north | 0 | Inner rows, from 7th row from north | 1st-4th module | #REF! | #REF! | #REF! | #REF! | #REF! | #REF! | 26.5685 | 58.5735 | #REF! | #REF! | #REF! | #REF! | #REF! | #REF! | #REF! | #REF! | #REF! | #REF! | #REF! | #REF! | 7.0051 | 26.5685
#REF! | 0 | 0 | Interior modules | #REF! | #REF! | #REF! | #REF! | #REF! | #REF! | 26.5685 | 58.5735 | #REF! | #REF! | #REF! | #REF! | #REF! | #REF! | #REF! | #REF! | #REF! | #REF! | #REF! | #REF! | 13.7597 | 26.5685
South row | 0 | South row | 1st-4th module | #REF! | #REF! | #REF! | #REF! | #REF! | #REF! | 26.5685 | 58.5735 | #REF! | #REF! | #REF! | #REF! | #REF! | #REF! | #REF! | #REF! | #REF! | #REF! | #REF! | #REF! | -0.60574 | 26.5685 |  |  | South row Interior modules | South row Interior modules | South row 1st-4th module | South row Interior modules | South row 1st-4th module | South row Interior modules | South row 1st-4th module | South row Interior modules | South row 1st-4th module |  |  |  |  | South row 1st-4th module | South row Interior modules | South row 1st-4th module | South row Interior modules | South row 1st-4th module | South row Interior modules | South row 1st-4th module | South row Interior modules | South row Interior modules
#REF! | 0 | 0 | Interior modules | #REF! | #REF! | #REF! | #REF! | #REF! | #REF! | 26.5685 | 58.5735 | #REF! | #REF! | #REF! | #REF! | #REF! | #REF! | #REF! | #REF! | #REF! | #REF! | #REF! | #REF! | 9.6847 | 26.5685
Roof position 3
North row | 0 | 0 | 1st-4th module | #REF! | #REF! | #REF! | #REF! | #REF! | #REF! | 15.4705 | 34.1066 | #REF! | #REF! | #REF! | #REF! | #REF! | #REF! | #REF! | #REF! | #REF! | #REF! | #REF! | #REF! | 13.998 | 15.4705 | setback a |  | South edge | [10 empty] | setback a |  | South edge
0 | 0 | 0 | Interior modules | #REF! | #REF! | #REF! | #REF! | #REF! | #REF! | 15.4705 | 34.1066 | #REF! | #REF! | #REF! | #REF! | #REF! | #REF! | #REF! | #REF! | #REF! | #REF! | #REF! | #REF! | 7.2204 | 15.4705
Inner rows, 2nd to 6th row from north | 0 | Inner rows, 2nd to 6th row from north | 1st-4th module | #REF! | #REF! | #REF! | #REF! | #REF! | #REF! | 15.4705 | 34.1066 | #REF! | #REF! | #REF! | #REF! | #REF! | #REF! | #REF! | #REF! | #REF! | #REF! | #REF! | #REF! | 0.7111 | 15.4705 |  |  |  |  | only if array interrupted |  | only if array interrupted |  | only if array interrupted | [8 empty] | only if array interrupted |  | only if array interrupted |  | only if array interrupted
#REF! | 0 | 0 | Interior modules | #REF! | #REF! | #REF! | #REF! | #REF! | #REF! | 15.4705 | 34.1066 | #REF! | #REF! | #REF! | #REF! | #REF! | #REF! | #REF! | #REF! | #REF! | #REF! | #REF! | #REF! | -1.8366 | 15.4705
Inner rows, from 7th row from north | 0 | Inner rows, from 7th row from north | 1st-4th module | #REF! | #REF! | #REF! | #REF! | #REF! | #REF! | 15.4705 | 34.1066 | #REF! | #REF! | #REF! | #REF! | #REF! | #REF! | #REF! | #REF! | #REF! | #REF! | #REF! | #REF! | 4.7925 | 15.4705
#REF! | 0 | 0 | Interior modules | #REF! | #REF! | #REF! | #REF! | #REF! | #REF! | 15.4705 | 34.1066 | #REF! | #REF! | #REF! | #REF! | #REF! | #REF! | #REF! | #REF! | #REF! | #REF! | #REF! | #REF! | -0.95687 | 15.4705 |  | 35.4024 |  |  |  | 20 |  | 20 |  | 20 |  |  |  |  | 20 |  |  | 20 |  | 20 |  | 35.4024
South row | 0 | South row | 1st-4th module | #REF! | #REF! | #REF! | #REF! | #REF! | #REF! | 15.4705 | 34.1066 | #REF! | #REF! | #REF! | #REF! | #REF! | #REF! | #REF! | #REF! | #REF! | #REF! | #REF! | #REF! | 5.9755 | 15.4705 |  | m |  |  |  | m |  | m |  | m |  |  |  |  | m |  |  | m |  | m |  | m
#REF! | 0 | 0 | Interior modules | #REF! | #REF! | #REF! | #REF! | #REF! | #REF! | 15.4705 | 34.1066 | #REF! | #REF! | #REF! | #REF! | #REF! | #REF! | #REF! | #REF! | #REF! | #REF! | #REF! | #REF! | -1.2084 | 15.4705 |  | L6 |  |  |  | L5 |  | L4 |  | L3 |  |  |  |  | L3 |  |  | L4 |  | L5 |  | L6
Roof position 4
North row | 0 | 0 | 1st-4th module | #REF! | #REF! | #REF! | #REF! | #REF! | #REF! | 15.4705 | 34.1066 | #REF! | #REF! | #REF! | #REF! | #REF! | #REF! | #REF! | #REF! | #REF! | #REF! | #REF! | #REF! | 14.4268 | 15.4705
0 | 0 | 0 | Interior modules | #REF! | #REF! | #REF! | #REF! | #REF! | #REF! | 16.5035 | 36.3839 | #REF! | #REF! | #REF! | #REF! | #REF! | #REF! | #REF! | #REF! | #REF! | #REF! | #REF! | #REF! | 16.5035 | 15.4705
Inner rows, 2nd to 6th row from north | 0 | Inner rows, 2nd to 6th row from north | 1st-4th module | #REF! | #REF! | #REF! | #REF! | #REF! | #REF! | 15.4705 | 34.1066 | #REF! | #REF! | #REF! | #REF! | #REF! | #REF! | #REF! | #REF! | #REF! | #REF! | #REF! | #REF! | -8.24 | 15.4705
#REF! | 0 | 0 | Interior modules | #REF! | #REF! | #REF! | #REF! | #REF! | #REF! | 15.4705 | 34.1066 | #REF! | #REF! | #REF! | #REF! | #REF! | #REF! | #REF! | #REF! | #REF! | #REF! | #REF! | #REF! | -8.24 | 15.4705
Inner rows, from 7th row from north | 0 | Inner rows, from 7th row from north | 1st-4th module | #REF! | #REF! | #REF! | #REF! | #REF! | #REF! | 15.4705 | 34.1066 | #REF! | #REF! | #REF! | #REF! | #REF! | #REF! | #REF! | #REF! | #REF! | #REF! | #REF! | #REF! | 0.91691 | 15.4705
#REF! | 0 | 0 | Interior modules | #REF! | #REF! | #REF! | #REF! | #REF! | #REF! | 15.4705 | 34.1066 | #REF! | #REF! | #REF! | #REF! | #REF! | #REF! | #REF! | #REF! | #REF! | #REF! | #REF! | #REF! | -0.60924 | 15.4705
South row | 0 | South row | 1st-4th module | #REF! | #REF! | #REF! | #REF! | #REF! | #REF! | 15.4705 | 34.1066 | #REF! | #REF! | #REF! | #REF! | #REF! | #REF! | #REF! | #REF! | #REF! | #REF! | #REF! | #REF! | -2.3472 | 15.4705
#REF! | 0 | 0 | Interior modules | #REF! | #REF! | #REF! | #REF! | #REF! | #REF! | 15.4705 | 34.1066 | #REF! | #REF! | #REF! | #REF! | #REF! | #REF! | #REF! | #REF! | #REF! | #REF! | #REF! | #REF! | -6.2262 | 15.4705
Roof position 5
North row |  |  | 1st-4th module | #REF! | #REF! | #REF! | #REF! | #REF! | #REF! | 15.8173 | 34.8711 | #REF! | #REF! | #REF! | #REF! | #REF! | #REF! | #REF! | #REF! | #REF! | #REF! | #REF! | #REF! | 15.8173 | 13.94
|  |  | Interior modules | #REF! | #REF! | #REF! | #REF! | #REF! | #REF! | 17.3474 | 38.2445 | #REF! | #REF! | #REF! | #REF! | #REF! | #REF! | #REF! | #REF! | #REF! | #REF! | #REF! | #REF! | 17.3474 | 13.94
Inner rows, 2nd to 6th row from north |  |  | 1st-4th module | #REF! | #REF! | #REF! | #REF! | #REF! | #REF! | 13.94 | 30.7323 | #REF! | #REF! | #REF! | #REF! | #REF! | #REF! | #REF! | #REF! | #REF! | #REF! | #REF! | #REF! | -4.8091 | 13.94
|  |  | Interior modules | #REF! | #REF! | #REF! | #REF! | #REF! | #REF! | 13.94 | 30.7323 | #REF! | #REF! | #REF! | #REF! | #REF! | #REF! | #REF! | #REF! | #REF! | #REF! | #REF! | #REF! | -1.9629 | 13.94
Inner rows, from 7th row from north |  |  | 1st-4th module | #REF! | #REF! | #REF! | #REF! | #REF! | #REF! | 13.94 | 30.7323 | #REF! | #REF! | #REF! | #REF! | #REF! | #REF! | #REF! | #REF! | #REF! | #REF! | #REF! | #REF! | -0.32024 | 13.94
|  |  | Interior modules | #REF! | #REF! | #REF! | #REF! | #REF! | #REF! | 13.94 | 30.7323 | #REF! | #REF! | #REF! | #REF! | #REF! | #REF! | #REF! | #REF! | #REF! | #REF! | #REF! | #REF! | 0.62064 | 13.94
South row |  |  | 1st-4th module | #REF! | #REF! | #REF! | #REF! | #REF! | #REF! | 13.94 | 30.7323 | #REF! | #REF! | #REF! | #REF! | #REF! | #REF! | #REF! | #REF! | #REF! | #REF! | #REF! | #REF! | -5.5339 | 13.94
|  |  | Interior modules | #REF! | #REF! | #REF! | #REF! | #REF! | #REF! | 13.94 | 30.7323 | #REF! | #REF! | #REF! | #REF! | #REF! | #REF! | #REF! | #REF! | #REF! | #REF! | #REF! | #REF! | -4.659 | 13.94
Ballast design for wind loads |  |  | Load factors for wind and dead load: | [8 empty] | 9-Module Load-Sharing Area |  | 12-Module Load-Sharing Area |  | 15-Module Load-Sharing Area |  | 16-Module Load-Sharing Area |  | 20-Module Load-Sharing Area |  | 25-Module Load-Sharing Area |  | 9-Module Load-Sharing Area
|  |  | according to ASCE/SEI 7-10 | 9-Module Load-Sharing Area | 12-Module Load-Sharing Area | 15-Module Load-Sharing Area | 16-Module Load-Sharing Area | 20-Module Load-Sharing Area | 25-Module Load-Sharing Area | 9-Module Load-Sharing Area | User Input | Load factor for uplift [-]: | Load factor for sliding [-]: | Load factor for uplift [-]: | Load factor for sliding [-]: | Load factor for uplift [-]: | Load factor for sliding [-]: | Load factor for uplift [-]: | Load factor for sliding [-]: | Load factor for uplift [-]: | Load factor for sliding [-]: | Load factor for uplift [-]: | Load factor for sliding [-]: | Load factor for uplift [-]: | Load factor for sliding [-]:
Load Sharing Areas
[11 empty] | (Converted to lbs) | 1 | 1 | 1 | 1 | 1 | 1 | 1 | 1 | 1 | 1 | 1 | 1 | 1 | 1
Design ballast in kg/module |  |  |  | MAX WITHOUT WIND DEFLECTOR | MAX WITHOUT WIND DEFLECTOR | MAX WITHOUT WIND DEFLECTOR | MAX WITHOUT WIND DEFLECTOR | MAX WITHOUT WIND DEFLECTOR | MAX WITHOUT WIND DEFLECTOR | MAX WITHOUT WIND DEFLECTOR | MAX WITHOUT WIND DEFLECTOR | Landscape without wind deflector |  | Landscape without wind deflector |  | Landscape without wind deflector |  | Landscape without wind deflector |  | Landscape without wind deflector |  | Landscape without wind deflector |  | Landscape without wind deflector
Array zone |  |  | Roof zone | [8 empty] | Design ballast for uplift | Design ballast for sliding | Design ballast for uplift | Design ballast for sliding | Design ballast for uplift | Design ballast for sliding | Design ballast for uplift | Design ballast for sliding | Design ballast for uplift | Design ballast for sliding | Design ballast for uplift | Design ballast for sliding | Design ballast for uplift | Design ballast for sliding
Roof position 1
North row |  |  | 1st-4th module | #REF! | #REF! | #REF! | #REF! | #REF! | #REF! | 25.2097 | 55.5777 | #REF! | #REF! | #REF! | #REF! | #REF! | #REF! | #REF! | #REF! | #REF! | #REF! | #REF! | #REF! | 24.1371 | 25.2097
|  |  | Interior modules | #REF! | #REF! | #REF! | #REF! | #REF! | #REF! | 21.0402 | 46.3857 | #REF! | #REF! | #REF! | #REF! | #REF! | #REF! | #REF! | #REF! | #REF! | #REF! | #REF! | #REF! | 7.9757 | 21.0402
Inner rows, 2nd to 6th row from north | 0 | Inner rows, 2nd to 6th row from north | 1st-4th module | #REF! | #REF! | #REF! | #REF! | #REF! | #REF! | 20.8253 | 45.9118 | #REF! | #REF! | #REF! | #REF! | #REF! | #REF! | #REF! | #REF! | #REF! | #REF! | #REF! | #REF! | 19.5481 | 20.8253
#REF! | 0 | 0 | Interior modules | #REF! | #REF! | #REF! | #REF! | #REF! | #REF! | 20.7502 | 45.7464 | #REF! | #REF! | #REF! | #REF! | #REF! | #REF! | #REF! | #REF! | #REF! | #REF! | #REF! | #REF! | 3.1567 | 20.7502
Inner rows, from 7th row from north | 0 | Inner rows, from 7th row from north | 1st-4th module | #REF! | #REF! | #REF! | #REF! | #REF! | #REF! | 34.9517 | 77.0553 | #REF! | #REF! | #REF! | #REF! | #REF! | #REF! | #REF! | #REF! | #REF! | #REF! | #REF! | #REF! | 34.9517 | 28.03
#REF! | 0 | 0 | Interior modules | #REF! | #REF! | #REF! | #REF! | #REF! | #REF! | 20.333 | 44.8265 | #REF! | #REF! | #REF! | #REF! | #REF! | #REF! | #REF! | #REF! | #REF! | #REF! | #REF! | #REF! | 20.0222 | 20.333
South row | 0 | South row | 1st-4th module | #REF! | #REF! | #REF! | #REF! | #REF! | #REF! | 21.9264 | 48.3394 | #REF! | #REF! | #REF! | #REF! | #REF! | #REF! | #REF! | #REF! | #REF! | #REF! | #REF! | #REF! | 17.67 | 21.9264
#REF! | 0 | 0 | Interior modules | #REF! | #REF! | #REF! | #REF! | #REF! | #REF! | 22.8909 | 50.4656 | #REF! | #REF! | #REF! | #REF! | #REF! | #REF! | #REF! | #REF! | #REF! | #REF! | #REF! | #REF! | 15.872 | 22.8909
Roof position 2
North row | 0 | 0 | 1st-4th module | #REF! | #REF! | #REF! | #REF! | #REF! | #REF! | 46.9047 | 103.407 | #REF! | #REF! | #REF! | #REF! | #REF! | #REF! | #REF! | #REF! | #REF! | #REF! | #REF! | #REF! | 46.9047 | 41.9053
0 | 0 | 0 | Interior modules | #REF! | #REF! | #REF! | #REF! | #REF! | #REF! | 58.5827 | 129.1526 | #REF! | #REF! | #REF! | #REF! | #REF! | #REF! | #REF! | #REF! | #REF! | #REF! | #REF! | #REF! | 58.5827 | 46.4337
Inner rows, 2nd to 6th row from north | 0 | Inner rows, 2nd to 6th row from north | 1st-4th module | #REF! | #REF! | #REF! | #REF! | #REF! | #REF! | 30.7945 | 67.8901 | #REF! | #REF! | #REF! | #REF! | #REF! | #REF! | #REF! | #REF! | #REF! | #REF! | #REF! | #REF! | 15.5123 | 30.7945
#REF! | 0 | 0 | Interior modules | #REF! | #REF! | #REF! | #REF! | #REF! | #REF! | 29.2775 | 64.5458 | #REF! | #REF! | #REF! | #REF! | #REF! | #REF! | #REF! | #REF! | #REF! | #REF! | #REF! | #REF! | 14.9004 | 29.2775
Inner rows, from 7th row from north | 0 | Inner rows, from 7th row from north | 1st-4th module | #REF! | #REF! | #REF! | #REF! | #REF! | #REF! | 28.5909 | 63.032 | #REF! | #REF! | #REF! | #REF! | #REF! | #REF! | #REF! | #REF! | #REF! | #REF! | #REF! | #REF! | 15.4799 | 28.5909
#REF! | 0 | 0 | Interior modules | #REF! | #REF! | #REF! | #REF! | #REF! | #REF! | 32.3902 | 71.4082 | #REF! | #REF! | #REF! | #REF! | #REF! | #REF! | #REF! | #REF! | #REF! | #REF! | #REF! | #REF! | 28.6477 | 32.3902
South row | 0 | South row | 1st-4th module | #REF! | #REF! | #REF! | #REF! | #REF! | #REF! | 29.9422 | 66.0112 | #REF! | #REF! | #REF! | #REF! | #REF! | #REF! | #REF! | #REF! | #REF! | #REF! | #REF! | #REF! | 8.0717 | 29.9422
#REF! | 0 | 0 | Interior modules | #REF! | #REF! | #REF! | #REF! | #REF! | #REF! | 29.9422 | 66.0112 | #REF! | #REF! | #REF! | #REF! | #REF! | #REF! | #REF! | #REF! | #REF! | #REF! | #REF! | #REF! | 10.3482 | 29.9422
Roof position 3
North row | 0 | 0 | 1st-4th module | #REF! | #REF! | #REF! | #REF! | #REF! | #REF! | 28.3276 | 62.4516 | #REF! | #REF! | #REF! | #REF! | #REF! | #REF! | #REF! | #REF! | #REF! | #REF! | #REF! | #REF! | 28.3276 | 13.6213
0 | 0 | 0 | Interior modules | #REF! | #REF! | #REF! | #REF! | #REF! | #REF! | 18.4731 | 40.7261 | #REF! | #REF! | #REF! | #REF! | #REF! | #REF! | #REF! | #REF! | #REF! | #REF! | #REF! | #REF! | 18.4731 | 13.6213
Inner rows, 2nd to 6th row from north | 0 | Inner rows, 2nd to 6th row from north | 1st-4th module | #REF! | #REF! | #REF! | #REF! | #REF! | #REF! | 13.6213 | 30.0298 | #REF! | #REF! | #REF! | #REF! | #REF! | #REF! | #REF! | #REF! | #REF! | #REF! | #REF! | #REF! | 3.0124 | 13.6213
#REF! | 0 | 0 | Interior modules | #REF! | #REF! | #REF! | #REF! | #REF! | #REF! | 13.6213 | 30.0298 | #REF! | #REF! | #REF! | #REF! | #REF! | #REF! | #REF! | #REF! | #REF! | #REF! | #REF! | #REF! | -6.6734 | 13.6213
Inner rows, from 7th row from north | 0 | Inner rows, from 7th row from north | 1st-4th module | #REF! | #REF! | #REF! | #REF! | #REF! | #REF! | 13.6213 | 30.0298 | #REF! | #REF! | #REF! | #REF! | #REF! | #REF! | #REF! | #REF! | #REF! | #REF! | #REF! | #REF! | 13.1083 | 13.6213
#REF! | 0 | 0 | Interior modules | #REF! | #REF! | #REF! | #REF! | #REF! | #REF! | 13.6213 | 30.0298 | #REF! | #REF! | #REF! | #REF! | #REF! | #REF! | #REF! | #REF! | #REF! | #REF! | #REF! | #REF! | 0.20392 | 13.6213
South row | 0 | South row | 1st-4th module | #REF! | #REF! | #REF! | #REF! | #REF! | #REF! | 13.6213 | 30.0298 | #REF! | #REF! | #REF! | #REF! | #REF! | #REF! | #REF! | #REF! | #REF! | #REF! | #REF! | #REF! | 4.1505 | 13.6213
#REF! | 0 | 0 | Interior modules | #REF! | #REF! | #REF! | #REF! | #REF! | #REF! | 13.6213 | 30.0298 | #REF! | #REF! | #REF! | #REF! | #REF! | #REF! | #REF! | #REF! | #REF! | #REF! | #REF! | #REF! | -4.4647 | 13.6213
Roof position 4
North row | 0 | 0 | 1st-4th module | #REF! | #REF! | #REF! | #REF! | #REF! | #REF! | 30.7045 | 67.6918 | #REF! | #REF! | #REF! | #REF! | #REF! | #REF! | #REF! | #REF! | #REF! | #REF! | #REF! | #REF! | 30.7045 | 13.6213
0 | 0 | 0 | Interior modules | #REF! | #REF! | #REF! | #REF! | #REF! | #REF! | 28.581 | 63.0103 | #REF! | #REF! | #REF! | #REF! | #REF! | #REF! | #REF! | #REF! | #REF! | #REF! | #REF! | #REF! | 28.581 | 13.6213
Inner rows, 2nd to 6th row from north | 0 | Inner rows, 2nd to 6th row from north | 1st-4th module | #REF! | #REF! | #REF! | #REF! | #REF! | #REF! | 13.6213 | 30.0298 | #REF! | #REF! | #REF! | #REF! | #REF! | #REF! | #REF! | #REF! | #REF! | #REF! | #REF! | #REF! | -3.4781 | 13.6213
#REF! | 0 | 0 | Interior modules | #REF! | #REF! | #REF! | #REF! | #REF! | #REF! | 13.6213 | 30.0298 | #REF! | #REF! | #REF! | #REF! | #REF! | #REF! | #REF! | #REF! | #REF! | #REF! | #REF! | #REF! | -5.0757 | 13.6213
Inner rows, from 7th row from north | 0 | Inner rows, from 7th row from north | 1st-4th module | #REF! | #REF! | #REF! | #REF! | #REF! | #REF! | 13.6213 | 30.0298 | #REF! | #REF! | #REF! | #REF! | #REF! | #REF! | #REF! | #REF! | #REF! | #REF! | #REF! | #REF! | 2.16 | 13.6213
#REF! | 0 | 0 | Interior modules | #REF! | #REF! | #REF! | #REF! | #REF! | #REF! | 13.6213 | 30.0298 | #REF! | #REF! | #REF! | #REF! | #REF! | #REF! | #REF! | #REF! | #REF! | #REF! | #REF! | #REF! | 1.1416 | 13.6213
South row | 0 | South row | 1st-4th module | #REF! | #REF! | #REF! | #REF! | #REF! | #REF! | 13.6213 | 30.0298 | #REF! | #REF! | #REF! | #REF! | #REF! | #REF! | #REF! | #REF! | #REF! | #REF! | #REF! | #REF! | -6.6734 | 13.6213
#REF! | 0 | 0 | Interior modules | #REF! | #REF! | #REF! | #REF! | #REF! | #REF! | 13.6213 | 30.0298 | #REF! | #REF! | #REF! | #REF! | #REF! | #REF! | #REF! | #REF! | #REF! | #REF! | #REF! | #REF! | -6.6734 | 13.6213
Roof position 5
North row |  |  | 1st-4th module | #REF! | #REF! | #REF! | #REF! | #REF! | #REF! | 31.9663 | 70.4736 | #REF! | #REF! | #REF! | #REF! | #REF! | #REF! | #REF! | #REF! | #REF! | #REF! | #REF! | #REF! | 31.9663 | 9.5464
|  |  | Interior modules | #REF! | #REF! | #REF! | #REF! | #REF! | #REF! | 33.1749 | 73.1381 | #REF! | #REF! | #REF! | #REF! | #REF! | #REF! | #REF! | #REF! | #REF! | #REF! | #REF! | #REF! | 33.1749 | 9.5464
Inner rows, 2nd to 6th row from north |  |  | 1st-4th module | #REF! | #REF! | #REF! | #REF! | #REF! | #REF! | 9.5464 | 21.0462 | #REF! | #REF! | #REF! | #REF! | #REF! | #REF! | #REF! | #REF! | #REF! | #REF! | #REF! | #REF! | -6.6734 | 9.5464
|  |  | Interior modules | #REF! | #REF! | #REF! | #REF! | #REF! | #REF! | 9.5464 | 21.0462 | #REF! | #REF! | #REF! | #REF! | #REF! | #REF! | #REF! | #REF! | #REF! | #REF! | #REF! | #REF! | -6.6734 | 9.5464
Inner rows, from 7th row from north |  |  | 1st-4th module | #REF! | #REF! | #REF! | #REF! | #REF! | #REF! | 9.5464 | 21.0462 | #REF! | #REF! | #REF! | #REF! | #REF! | #REF! | #REF! | #REF! | #REF! | #REF! | #REF! | #REF! | 2.1503 | 9.5464
|  |  | Interior modules | #REF! | #REF! | #REF! | #REF! | #REF! | #REF! | 9.5464 | 21.0462 | #REF! | #REF! | #REF! | #REF! | #REF! | #REF! | #REF! | #REF! | #REF! | #REF! | #REF! | #REF! | 2.1503 | 9.5464
South row |  |  | 1st-4th module | #REF! | #REF! | #REF! | #REF! | #REF! | #REF! | 9.5464 | 21.0462 | #REF! | #REF! | #REF! | #REF! | #REF! | #REF! | #REF! | #REF! | #REF! | #REF! | #REF! | #REF! | -6.6734 | 9.5464
|  |  | Interior modules | #REF! | #REF! | #REF! | #REF! | #REF! | #REF! | 9.5464 | 21.0462 | #REF! | #REF! | #REF! | #REF! | #REF! | #REF! | #REF! | #REF! | #REF! | #REF! | #REF! | #REF! | -6.6734 | 9.5464
Authoritative for the required ballast is if a module or its substructure are situated partly in the aforementioned roof zones or array zones.
Pitch angle correction | Load case | Uplift |  | Sliding
| Roof pitch angle | 1.1935 | ° | 1.1935 | °
| Correction coefficient | 1.0002 | - | 1.0699 | -
| Country | Standard | Peak velocity pressure [kN/m²] | Exposure category | Load factor for uplift [-] | Load factor for sliding [-] | Load factor for dead load I [-] | Load factor for dead load II [-]
| USA | ASCE/SEI 7-10 | 1.135 | Exp. B | 1 | 1 | 0.9 | 0.9
Ja / Yes | USA II | ASCE/SEI 7-05 | 1.135 | Exp. B | 1.6 | 1.6 | 0.9 | 0.9
Nein / No
Inner row

## int. presets cp_10d (hidden)
Ecolibrium Solar, Inc. | [7 empty] | The yellow cells have to be filled out depending on the project.
Solar ballasted roof mount system EcoFoot 3 | [7 empty] | The turquoise cells are calculated.
with 10deg tilt angle
Pressure coefficients
Project data
Project: | Westside Foundry |  | Language: | English
Postal code: | 30318 |  | Site: | 1530 Ellsworth Industrial Blvd
Person in charge: | Ted Bleeker |  | Country: | ASCE/SEI 7-10
Date: | 2016-10-13 |  | Standard: | USA
|  |  |  | Building width: | 95.4024 | m
Load case 'Uplift' |  | A = |  | Building length: | 71.9328 | m
Applied number of modules which share loads: | 9 | 17.4658 |  | Roof height: | 7.3152 | m
|  |  |  | Module's length: | 1.9561 | m
Load case 'Sliding' |  | A = |  | Module's width: | 0.99212 | m
Applied number of modules which share loads: | 49 | 95.0918 |  | hp/h: | 0 | -
Interpolated pressure coefficients
|  |  |  | Sliding |  |  |  |  | Uplift
|  | Roof position 1 | Roof position 2 | Roof position 3 | Roof position 4 | Roof position 5 | Roof position 1 | Roof position 2 | Roof position 3 | Roof position 4 | Roof position 5
|  | cpMSn [-] | cpMSn [-] | cpMSn [-] | cpMSn [-] | cpMSn [-] | cpMLn [-] | cpMLn [-] | cpMLn [-] | cpMLn [-] | cpMLn [-]
North row | 1st-4th module | -0.13843 | -0.17939 | -0.11 | -0.11 | -0.1 | -0.22537 | -0.31802 | -0.24242 | -0.2521 | -0.25723
| Interior modules | -0.1282 | -0.1905 | -0.11 | -0.11 | -0.1 | -0.15961 | -0.36554 | -0.20233 | -0.24346 | -0.26215
Inner rows, 2nd to 6th row from north | 1st-4th module | -0.12768 | -0.15214 | -0.11 | -0.11 | -0.1 | -0.2067 | -0.19028 | -0.13941 | -0.113 | -0.1
| Interior modules | -0.12749 | -0.14841 | -0.11 | -0.11 | -0.1 | -0.14 | -0.18779 | -0.1 | -0.1065 | -0.1
Inner rows, from 7th row from north | 1st-4th module | -0.14535 | -0.14673 | -0.11 | -0.11 | -0.1 | -0.26938 | -0.19015 | -0.18049 | -0.13594 | -0.13591
| Interior modules | -0.12647 | -0.15605 | -0.11 | -0.11 | -0.1 | -0.20863 | -0.24373 | -0.12798 | -0.1318 | -0.13591
South row | 1st-4th module | -0.13038 | -0.15005 | -0.11 | -0.11 | -0.1 | -0.19906 | -0.16 | -0.14404 | -0.1 | -0.1
| Interior modules | -0.13274 | -0.15005 | -0.11 | -0.11 | -0.1 | -0.19174 | -0.16926 | -0.10899 | -0.1 | -0.1
Final choice of pressure coefficients
|  |  |  | Sliding |  |  |  |  | Uplift
|  | Roof position 1 | Roof position 2 | Roof position 3 | Roof position 4 | Roof position 5 | Roof position 1 | Roof position 2 | Roof position 3 | Roof position 4 | Roof position 5
|  | cpMSn [-] | cpMSn [-] | cpMSn [-] | cpMSn [-] | cpMSn [-] | cpMLn [-] | cpMLn [-] | cpMLn [-] | cpMLn [-] | cpMLn [-]
North row | 1st-4th module | -0.13843 | -0.17939 | -0.11 | -0.11 | -0.1 | -0.22537 | -0.31802 | -0.24242 | -0.2521 | -0.25723
| Interior modules | -0.1282 | -0.1905 | -0.11 | -0.11 | -0.1 | -0.15961 | -0.36554 | -0.20233 | -0.24346 | -0.26215
Inner rows, 2nd to 6th row from north | 1st-4th module | -0.12768 | -0.15214 | -0.11 | -0.11 | -0.1 | -0.2067 | -0.19028 | -0.13941 | -0.113 | -0.1
| Interior modules | -0.12749 | -0.14841 | -0.11 | -0.11 | -0.1 | -0.14 | -0.18779 | -0.1 | -0.1065 | -0.1
Inner rows, from 7th row from north | 1st-4th module | -0.14535 | -0.14673 | -0.11 | -0.11 | -0.1 | -0.26938 | -0.19015 | -0.18049 | -0.13594 | -0.13591
| Interior modules | -0.12647 | -0.15605 | -0.11 | -0.11 | -0.1 | -0.20863 | -0.24373 | -0.12798 | -0.1318 | -0.13591
South row | 1st-4th module | -0.13038 | -0.15005 | -0.11 | -0.11 | -0.1 | -0.19906 | -0.16 | -0.14404 | -0.1 | -0.1
| Interior modules | -0.13274 | -0.15005 | -0.11 | -0.11 | -0.1 | -0.19174 | -0.16926 | -0.10899 | -0.1 | -0.1
Normalised loaded area An
|  |  |  | Sliding |  |  |  |  | Uplift |  |  |  |  | Exponent
|  | Roof position 1 | Roof position 2 | Roof position 3 | Roof position 4 | Roof position 5 | Roof position 1 | Roof position 2 | Roof position 3 | Roof position 4 | Roof position 5 | Roof position 1 | Roof position 2 | Roof position 3 | Roof position 4 | Roof position 5
|  | An [-] | An [-] | An [-] | An [-] | An [-] | An [-] | An [-] | An [-] | An [-] | An [-] | g [-] | g [-] | g [-] | g [-] | g [-]
North row | 1st-4th module | 297.2471 | 227.3923 | 173.9538 | 173.9538 | 173.9538 | 54.5964 | 41.7659 | 31.9507 | 31.9507 | 31.9507 | -0.75 | -1.25 | -1.75 | -1.75 | -1.75
| Interior modules | 297.2471 | 227.3923 | 173.9538 | 173.9538 | 173.9538 | 54.5964 | 41.7659 | 31.9507 | 31.9507 | 31.9507 | -0.75 | -1.25 | -1.75 | -1.75 | -1.75
Inner rows, 2nd to 6th row from north | 1st-4th module | 388.5613 | 259.984 | 259.984 | 173.9538 | 173.9538 | 71.3684 | 47.7522 | 47.7522 | 31.9507 | 31.9507 | -0.25 | -1 | -1 | -1.75 | -1.75
| Interior modules | 388.5613 | 259.984 | 259.984 | 173.9538 | 173.9538 | 71.3684 | 47.7522 | 47.7522 | 31.9507 | 31.9507 | -0.25 | -1 | -1 | -1.75 | -1.75
Inner rows, from 7th row from north | 1st-4th module | 388.5613 | 259.984 | 259.984 | 173.9538 | 173.9538 | 71.3684 | 47.7522 | 47.7522 | 31.9507 | 31.9507 | -0.25 | -1 | -1 | -1.75 | -1.75
| Interior modules | 388.5613 | 259.984 | 259.984 | 173.9538 | 173.9538 | 71.3684 | 47.7522 | 47.7522 | 31.9507 | 31.9507 | -0.25 | -1 | -1 | -1.75 | -1.75
South row | 1st-4th module | 388.5613 | 259.984 | 259.984 | 173.9538 | 173.9538 | 71.3684 | 47.7522 | 47.7522 | 31.9507 | 31.9507 | -0.25 | -1 | -1 | -1.75 | -1.75
| Interior modules | 388.5613 | 259.984 | 259.984 | 173.9538 | 173.9538 | 71.3684 | 47.7522 | 47.7522 | 31.9507 | 31.9507 | -0.25 | -1 | -1 | -1.75 | -1.75
[20 empty] | 0 | 0 | 0 | 0 | 0 | 58 | 58 | 58 | 58 | 58
Pressure coefficients module cpM | [19 empty] | 0 | 3 | 6 | 9 | 12 | 0 | 3 | 6 | 9 | 12
|  |  |  | Sliding |  |  |  |  | Uplift | [10 empty] | 0: References | xa | [9 empty] | xb | [9 empty] | ya | [9 empty] | yb
|  | Roof position 1 | Roof position 2 | Roof position 3 | Roof position 4 | Roof position 5 | Roof position 1 | Roof position 2 | Roof position 3 | Roof position 4 | Roof position 5 | [8 empty] | 6: Sliding; 6: Uplift |  |  | Sliding |  |  |  |  | Uplift |  |  |  |  | Sliding |  |  |  |  | Uplift |  |  |  |  | Sliding |  |  |  |  | Uplift |  |  |  |  | Sliding |  |  |  |  | Uplift
|  | cpMSn [-] | cpMSn [-] | cpMSn [-] | cpMSn [-] | cpMSn [-] | cpMLn [-] | cpMLn [-] | cpMLn [-] | cpMLn [-] | cpMLn [-] | [8 empty] | Roof position 1 | Roof position 2 | Roof position 3 | Roof position 4 | Roof position 5 | Roof position 1 | Roof position 2 | Roof position 3 | Roof position 4 | Roof position 5 | Roof position 1 | Roof position 2 | Roof position 3 | Roof position 4 | Roof position 5 | Roof position 1 | Roof position 2 | Roof position 3 | Roof position 4 | Roof position 5 | Roof position 1 | Roof position 2 | Roof position 3 | Roof position 4 | Roof position 5 | Roof position 1 | Roof position 2 | Roof position 3 | Roof position 4 | Roof position 5 | Roof position 1 | Roof position 2 | Roof position 3 | Roof position 4 | Roof position 5 | Roof position 1 | Roof position 2 | Roof position 3 | Roof position 4 | Roof position 5 | Roof position 1 | Roof position 2 | Roof position 3 | Roof position 4 | Roof position 5 | Roof position 1 | Roof position 2 | Roof position 3 | Roof position 4 | Roof position 5
North row | 1st-4th module | -0.13843 | -0.17939 | -0.11 | -0.11 | -0.1 | -0.22537 | -0.31802 | -0.24242 | -0.2521 | -0.25723 | [5 empty] | 0 | North row | 1st-4th module | C96:C100 | F96:F100 | I96:I100 | L96:L100 | O96:O100 | C154:C158 | F154:F158 | I154:I158 | L154:L158 | O154:O158 | -0.17 | -0.36 | -0.11 | -0.11 | -0.1 | -0.47 | -0.36 | -0.33 | -0.33 | -0.35 | -0.11 | -0.12 | -0.11 | -0.11 | -0.1 | -0.17 | -0.12 | -0.1 | -0.1 | -0.1 | 90 | 25 | 147 | 160 | 168 | 6 | 25 | 12.5 | 14 | 12 | 872 | 470 | 10000 | 10000 | 10000 | 90 | 470 | 147 | 160 | 168
| Interior modules | -0.1282 | -0.1905 | -0.11 | -0.11 | -0.1 | -0.15961 | -0.36554 | -0.20233 | -0.24346 | -0.26215 | [5 empty] | 7 |  | Interior modules | C103:C107 | F103:F107 | I103:I107 | L103:L107 | O103:O107 | C161:C165 | F161:F165 | I161:I165 | L161:L165 | O161:O165 | -0.14 | -0.37 | -0.11 | -0.11 | -0.1 | -0.2 | -0.37 | -0.28 | -0.32 | -0.35 | -0.11 | -0.12 | -0.11 | -0.11 | -0.1 | -0.14 | -0.12 | -0.1 | -0.1 | -0.1 | 148 | 40 | 110 | 150 | 168 | 7 | 40 | 12.5 | 14 | 13 | 872 | 450 | 10000 | 10000 | 10000 | 148 | 450 | 110 | 150 | 168
Inner rows, 2nd to 6th row from north | 1st-4th module | -0.12768 | -0.15214 | -0.11 | -0.11 | -0.1 | -0.2067 | -0.19028 | -0.13941 | -0.113 | -0.1 | [5 empty] | 14 | Inner rows, 2nd to 6th row from north | 1st-4th module | C110:C114 | F110:F114 | I110:I114 | L110:L114 | O110:O114 | C168:C172 | F168:F172 | I168:I172 | L168:L172 | O168:O172 | -0.15 | -0.24 | -0.11 | -0.11 | -0.1 | -0.35 | -0.22 | -0.17 | -0.12 | -0.1 | -0.11 | -0.12 | -0.11 | -0.11 | -0.1 | -0.15 | -0.12 | -0.1 | -0.1 | -0.1 | 140 | 15 | 95 | 148 | 15 | 13 | 15 | 28 | 14 | 15 | 872 | 738 | 10000 | 10000 | 10000 | 140 | 738 | 95 | 148 | 10000
| Interior modules | -0.12749 | -0.14841 | -0.11 | -0.11 | -0.1 | -0.14 | -0.18779 | -0.1 | -0.1065 | -0.1 | [5 empty] | 21 |  | Interior modules | C117:C121 | F117:F121 | I117:I121 | L117:L121 | O117:O121 | C175:C179 | F175:F179 | I175:I179 | L175:L179 | O175:O179 | -0.14 | -0.23 | -0.11 | -0.11 | -0.1 | -0.14 | -0.22 | -0.1 | -0.11 | -0.1 | -0.11 | -0.12 | -0.11 | -0.11 | -0.1 | -0.14 | -0.12 | -0.1 | -0.1 | -0.1 | 218 | 13 | 27 | 148 | 15 | 55 | 13 | 27 | 14 | 15 | 872 | 738 | 10000 | 10000 | 10000 | 218 | 738 | 10000 | 148 | 10000
Inner rows, from 7th row from north | 1st-4th module | -0.14535 | -0.14673 | -0.11 | -0.11 | -0.1 | -0.26938 | -0.19015 | -0.18049 | -0.13594 | -0.13591 | [5 empty] | 28 | Inner rows, from 7th row from north | 1st-4th module | C124:C128 | F124:F128 | I124:I128 | L124:L128 | O124:O128 | C182:C186 | F182:F186 | I182:I186 | L182:L186 | O182:O186 | -0.19 | -0.21 | -0.11 | -0.11 | -0.1 | -0.47 | -0.21 | -0.22 | -0.19 | -0.18 | -0.11 | -0.12 | -0.11 | -0.11 | -0.1 | -0.19 | -0.12 | -0.1 | -0.12 | -0.1 | 140 | 22 | 147 | 77 | 110 | 13 | 22 | 27.5 | 7 | 7 | 872 | 738 | 10000 | 10000 | 10000 | 140 | 738 | 147 | 50 | 110
| Interior modules | -0.12647 | -0.15605 | -0.11 | -0.11 | -0.1 | -0.20863 | -0.24373 | -0.12798 | -0.1318 | -0.13591 | [5 empty] | 35 |  | Interior modules | C131:C135 | F131:F135 | I131:I135 | L131:L135 | O131:O135 | C189:C193 | F189:F193 | I189:I193 | L189:L193 | O189:O193 | -0.14 | -0.18 | -0.11 | -0.11 | -0.1 | -0.26 | -0.38 | -0.16 | -0.18 | -0.18 | -0.11 | -0.12 | -0.11 | -0.11 | -0.1 | -0.14 | -0.17 | -0.1 | -0.1 | -0.1 | 200 | 130 | 100 | 87 | 110 | 33 | 7.5 | 20.5 | 7 | 7 | 872 | 738 | 10000 | 10000 | 10000 | 200 | 130 | 100 | 87 | 110
South row | 1st-4th module | -0.13038 | -0.15005 | -0.11 | -0.11 | -0.1 | -0.19906 | -0.16 | -0.14404 | -0.1 | -0.1 | [5 empty] | 42 | South row | 1st-4th module | C138:C142 | F138:F142 | I138:I142 | L138:L142 | O138:O142 | C196:C200 | F196:F200 | I196:I200 | L196:L200 | O196:O200 | -0.16 | -0.16 | -0.11 | -0.11 | -0.1 | -0.33 | -0.16 | -0.19 | -0.1 | -0.1 | -0.11 | -0.12 | -0.11 | -0.11 | -0.1 | -0.16 | -0.16 | -0.13 | -0.1 | -0.1 | 120 | 184 | 96 | 30 | 30 | 12.5 | 12 | 10 | 30 | 30 | 872 | 738 | 10000 | 10000 | 10000 | 120 | 184 | 77 | 10000 | 10000
| Interior modules | -0.13274 | -0.15005 | -0.11 | -0.11 | -0.1 | -0.19174 | -0.16926 | -0.10899 | -0.1 | -0.1 | [5 empty] | 49 |  | Interior modules | C145:C149 | F145:F149 | I145:I149 | L145:L149 | O145:O149 | C203:C207 | F203:F207 | I203:I207 | L203:L207 | O203:O207 | -0.16 | -0.16 | -0.11 | -0.11 | -0.1 | -0.3 | -0.18 | -0.13 | -0.1 | -0.1 | -0.11 | -0.12 | -0.11 | -0.11 | -0.1 | -0.16 | -0.16 | -0.1 | -0.1 | -0.1 | 147.5 | 184 | 60 | 9 | 30 | 6 | 10 | 28 | 9 | 30 | 872 | 738 | 10000 | 10000 | 10000 | 147.5 | 184 | 60 | 10000 | 10000
[20 empty] | 0 | 0 | 0 | 0 | 0 | 58 | 58 | 58 | 58 | 58
Mass m | [19 empty] | 0 | 3 | 6 | 9 | 12 | 0 | 3 | 6 | 9 | 12
|  |  |  | Sliding |  |  |  |  | Uplift | [10 empty] | 0: References | xa | [9 empty] | xb | [9 empty] | ya | [9 empty] | yb
|  | Roof position 1 | Roof position 2 | Roof position 3 | Roof position 4 | Roof position 5 | Roof position 1 | Roof position 2 | Roof position 3 | Roof position 4 | Roof position 5 | [8 empty] | 6: Sliding; 6: Uplift |  |  | Sliding |  |  |  |  | Uplift |  |  |  |  | Sliding |  |  |  |  | Uplift |  |  |  |  | Sliding |  |  |  |  | Uplift |  |  |  |  | Sliding |  |  |  |  | Uplift
|  | mSn [-] | mSn [-] | mSn [-] | mSn [-] | mSn [-] | mLn [-] | mLn [-] | mLn [-] | mLn [-] | mLn [-] | [8 empty] | Roof position 1 | Roof position 2 | Roof position 3 | Roof position 4 | Roof position 5 | Roof position 1 | Roof position 2 | Roof position 3 | Roof position 4 | Roof position 5 | Roof position 1 | Roof position 2 | Roof position 3 | Roof position 4 | Roof position 5 | Roof position 1 | Roof position 2 | Roof position 3 | Roof position 4 | Roof position 5 | Roof position 1 | Roof position 2 | Roof position 3 | Roof position 4 | Roof position 5 | Roof position 1 | Roof position 2 | Roof position 3 | Roof position 4 | Roof position 5 | Roof position 1 | Roof position 2 | Roof position 3 | Roof position 4 | Roof position 5 | Roof position 1 | Roof position 2 | Roof position 3 | Roof position 4 | Roof position 5 | Roof position 1 | Roof position 2 | Roof position 3 | Roof position 4 | Roof position 5 | Roof position 1 | Roof position 2 | Roof position 3 | Roof position 4 | Roof position 5
North row | 1st-4th module | 34.8998 | 51.0152 | 24 | 24 | 21 | 45.0581 | 71.9302 | 49.8697 | 52.6452 | 54.2826 | [5 empty] | 0 | North row | 1st-4th module | C96:C100 | F96:F100 | I96:I100 | L96:L100 | O96:O100 | C154:C158 | F154:F158 | I154:I158 | L154:L158 | O154:O158 | 47 | 121 | 24 | 24 | 21 | 116 | 84 | 75 | 75 | 81 | 24 | 28 | 24 | 24 | 21 | 29 | 15 | 9 | 9 | 9 | 90 | 25 | 147 | 160 | 168 | 6 | 25 | 12.5 | 14 | 12 | 872 | 470 | 10000 | 10000 | 10000 | 90 | 470 | 147 | 160 | 168
| Interior modules | 31.2817 | 55.3551 | 24 | 24 | 21 | 25.8829 | 85.7149 | 38.5606 | 50.7327 | 55.699 | [5 empty] | 7 |  | Interior modules | C103:C107 | F103:F107 | I103:I107 | L103:L107 | O103:O107 | C161:C165 | F161:F165 | I161:I165 | L161:L165 | O161:O165 | 36 | 125 | 24 | 24 | 21 | 38 | 87 | 61 | 73 | 81 | 24 | 28 | 24 | 24 | 21 | 20 | 15 | 9 | 9 | 9 | 148 | 40 | 110 | 150 | 168 | 7 | 40 | 12.5 | 14 | 13 | 872 | 450 | 10000 | 10000 | 10000 | 148 | 450 | 110 | 150 | 168
Inner rows, 2nd to 6th row from north | 1st-4th module | 31.0707 | 40.5866 | 24 | 24 | 21 | 39.4429 | 35.3803 | 20.2608 | 12.9006 | 9 | [5 empty] | 14 | Inner rows, 2nd to 6th row from north | 1st-4th module | C110:C114 | F110:F114 | I110:I114 | L110:L114 | O110:O114 | C168:C172 | F168:F172 | I168:I172 | L168:L172 | O168:O172 | 40 | 75 | 24 | 24 | 21 | 81 | 44 | 29 | 15 | 9 | 24 | 28 | 24 | 24 | 21 | 23 | 15 | 9 | 9 | 9 | 140 | 15 | 95 | 148 | 15 | 13 | 15 | 28 | 14 | 15 | 872 | 738 | 10000 | 10000 | 10000 | 140 | 738 | 95 | 148 | 10000
| Interior modules | 30.9971 | 39.1074 | 24 | 24 | 21 | 20 | 34.6583 | 9 | 10.9503 | 9 | [5 empty] | 21 |  | Interior modules | C117:C121 | F117:F121 | I117:I121 | L117:L121 | O117:O121 | C175:C179 | F175:F179 | I175:I179 | L175:L179 | O175:O179 | 36 | 71 | 24 | 24 | 21 | 20 | 44 | 9 | 12 | 9 | 24 | 28 | 24 | 24 | 21 | 20 | 15 | 9 | 9 | 9 | 218 | 13 | 27 | 148 | 15 | 55 | 13 | 27 | 14 | 15 | 872 | 738 | 10000 | 10000 | 10000 | 218 | 738 | 10000 | 148 | 10000
Inner rows, from 7th row from north | 1st-4th module | 37.6996 | 38.3949 | 24 | 24 | 21 | 57.9633 | 35.2641 | 32.4776 | 19.5555 | 19.3227 | [5 empty] | 28 | Inner rows, from 7th row from north | 1st-4th module | C124:C128 | F124:F128 | I124:I128 | L124:L128 | O124:O128 | C182:C186 | F182:F186 | I182:I186 | L182:L186 | O182:O186 | 55 | 63 | 24 | 24 | 21 | 116 | 41 | 44 | 35 | 32 | 24 | 28 | 24 | 24 | 21 | 35 | 15 | 9 | 15 | 9 | 140 | 22 | 147 | 77 | 110 | 13 | 22 | 27.5 | 7 | 7 | 872 | 738 | 10000 | 10000 | 10000 | 140 | 738 | 147 | 50 | 110
| Interior modules | 30.5876 | 41.8196 | 24 | 24 | 21 | 40.0166 | 50.4161 | 16.929 | 18.1426 | 19.3227 | [5 empty] | 35 |  | Interior modules | C131:C135 | F131:F135 | I131:I135 | L131:L135 | O131:O135 | C189:C193 | F189:F193 | I189:I193 | L189:L193 | O189:O193 | 36 | 51 | 24 | 24 | 21 | 55 | 90 | 26 | 32 | 32 | 24 | 28 | 24 | 24 | 21 | 20 | 29 | 9 | 9 | 9 | 200 | 130 | 100 | 87 | 110 | 33 | 7.5 | 20.5 | 7 | 7 | 872 | 738 | 10000 | 10000 | 10000 | 200 | 130 | 100 | 87 | 110
South row | 1st-4th module | 32.1515 | 40.0181 | 24 | 24 | 21 | 37.2577 | 26 | 21.9791 | 9 | 9 | [5 empty] | 42 | South row | 1st-4th module | C138:C142 | F138:F142 | I138:I142 | L138:L142 | O138:O142 | C196:C200 | F196:F200 | I196:I200 | L196:L200 | O196:O200 | 44 | 44 | 24 | 24 | 21 | 75 | 26 | 35 | 9 | 9 | 24 | 28 | 24 | 24 | 21 | 26 | 26 | 18 | 9 | 9 | 120 | 184 | 96 | 30 | 30 | 12.5 | 12 | 10 | 30 | 30 | 872 | 738 | 10000 | 10000 | 10000 | 120 | 184 | 77 | 10000 | 10000
| Interior modules | 33.098 | 40.0181 | 24 | 24 | 21 | 35.2955 | 28.779 | 11.6962 | 9 | 9 | [5 empty] | 49 |  | Interior modules | C145:C149 | F145:F149 | I145:I149 | L145:L149 | O145:O149 | C203:C207 | F203:F207 | I203:I207 | L203:L207 | O203:O207 | 44 | 44 | 24 | 24 | 21 | 67 | 32 | 18 | 9 | 9 | 24 | 28 | 24 | 24 | 21 | 26 | 26 | 9 | 9 | 9 | 147.5 | 184 | 60 | 9 | 30 | 6 | 10 | 28 | 9 | 30 | 872 | 738 | 10000 | 10000 | 10000 | 147.5 | 184 | 60 | 10000 | 10000
Sliding | Roof position 1 |  |  | Roof position 2 |  |  | Roof position 3 |  |  | Roof position 4 |  |  | Roof position 5
| North row - 1st-4th module |  |  | North row - 1st-4th module |  |  | North row - 1st-4th module |  |  | North row - 1st-4th module |  |  | North row - 1st-4th module
| An i | cpMS i | mS i | An i | cpMS i | mS i | An i | cpMS i | mS i | An i | cpMS i | mS i | An i | cpMS i | mS i
i = a | 1 | -0.91 | 336 | 1 | -1.11 | 414 | 1 | -0.56 | 199 | 1 | -0.63 | 227 | 1 | -0.56 | 199
i = b | 6 | -0.47 | 164 | 6.5 | -0.93 | 344 | 6.5 | -0.48 | 168 | 7 | -0.47 | 164 | 6.5 | -0.5 | 176
i = c | 90 | -0.17 | 47 | 25 | -0.36 | 121 | 12.5 | -0.33 | 110 | 14 | -0.33 | 110 | 12 | -0.35 | 117
i = d | 872 | -0.11 | 24 | 470 | -0.12 | 28 | 147 | -0.11 | 24 | 160 | -0.11 | 24 | 168 | -0.1 | 21
i = e | 10000 | -0.11 | 24 | 10000 | -0.12 | 28 | 10000 | -0.11 | 24 | 10000 | -0.11 | 24 | 10000 | -0.1 | 21
| North row - Interior modules |  |  | North row - Interior modules |  |  | North row - Interior modules |  |  | North row - Interior modules |  |  | North row - Interior modules
| An i | cpMS i | mS i | An i | cpMS i | mS i | An i | cpMS i | mS i | An i | cpMS i | mS i | An i | cpMS i | mS i
i = a | 1 | -0.34 | 114 | 1 | -1.15 | 430 | 1 | -0.47 | 164 | 1 | -0.52 | 184 | 1 | -0.55 | 195
i = b | 7 | -0.21 | 63 | 6 | -0.97 | 360 | 6.5 | -0.39 | 133 | 7 | -0.44 | 153 | 6.5 | -0.49 | 172
i = c | 148 | -0.14 | 36 | 40 | -0.37 | 125 | 12.5 | -0.28 | 90 | 14 | -0.31 | 102 | 13 | -0.35 | 117
i = d | 872 | -0.11 | 24 | 450 | -0.12 | 28 | 110 | -0.11 | 24 | 150 | -0.11 | 24 | 168 | -0.1 | 21
i = e | 10000 | -0.11 | 24 | 10000 | -0.12 | 28 | 10000 | -0.11 | 24 | 10000 | -0.11 | 24 | 10000 | -0.1 | 21
| Inner rows, 2nd to 6th row from north - 1st-4th module |  |  | Inner rows, 2nd to 6th row from north - 1st-4th module |  |  | Inner rows, 2nd to 6th row from north - 1st-4th module |  |  | Inner rows, 2nd to 6th row from north - 1st-4th module |  |  | Inner rows, 2nd to 6th row from north - 1st-4th module
| An i | cpMS i | mS i | An i | cpMS i | mS i | An i | cpMS i | mS i | An i | cpMS i | mS i | An i | cpMS i | mS i
i = a | 1 | -0.92 | 340 | 1 | -0.48 | 168 | 1 | -0.32 | 106 | 1 | -0.28 | 90 | 1 | -0.25 | 78
i = b | 13 | -0.35 | 117 | 6 | -0.34 | 114 | 6 | -0.28 | 90 | 7 | -0.19 | 55 | 7 | -0.2 | 59
i = c | 140 | -0.15 | 40 | 15 | -0.24 | 75 | 28 | -0.17 | 47 | 14 | -0.12 | 28 | 15 | -0.1 | 21
i = d | 872 | -0.11 | 24 | 738 | -0.12 | 28 | 95 | -0.11 | 24 | 148 | -0.11 | 24 | 15 | -0.1 | 21
i = e | 10000 | -0.11 | 24 | 10000 | -0.12 | 28 | 10000 | -0.11 | 24 | 10000 | -0.11 | 24 | 10000 | -0.1 | 21
| Inner rows, 2nd to 6th row from north - Interior modules |  |  | Inner rows, 2nd to 6th row from north - Interior modules |  |  | Inner rows, 2nd to 6th row from north - Interior modules |  |  | Inner rows, 2nd to 6th row from north - Interior modules |  |  | Inner rows, 2nd to 6th row from north - Interior modules
| An i | cpMS i | mS i | An i | cpMS i | mS i | An i | cpMS i | mS i | An i | cpMS i | mS i | An i | cpMS i | mS i
i = a | 1 | -0.43 | 149 | 1 | -0.46 | 160 | 1 | -0.21 | 63 | 1 | -0.27 | 86 | 1 | -0.23 | 71
i = b | 55 | -0.14 | 36 | 6.5 | -0.4 | 137 | 5 | -0.19 | 55 | 7 | -0.2 | 59 | 7 | -0.21 | 63
i = c | 218 | -0.14 | 36 | 13 | -0.23 | 71 | 10 | -0.17 | 47 | 14 | -0.11 | 24 | 15 | -0.1 | 21
i = d | 872 | -0.11 | 24 | 738 | -0.12 | 28 | 27 | -0.11 | 24 | 148 | -0.11 | 24 | 15 | -0.1 | 21
i = e | 10000 | -0.11 | 24 | 10000 | -0.12 | 28 | 10000 | -0.11 | 24 | 10000 | -0.11 | 24 | 10000 | -0.1 | 21
| Inner rows, from 7th row from north - 1st-4th module |  |  | Inner rows, from 7th row from north - 1st-4th module |  |  | Inner rows, from 7th row from north - 1st-4th module |  |  | Inner rows, from 7th row from north - 1st-4th module |  |  | Inner rows, from 7th row from north - 1st-4th module
| An i | cpMS i | mS i | An i | cpMS i | mS i | An i | cpMS i | mS i | An i | cpMS i | mS i | An i | cpMS i | mS i
i = a | 1 | -1.07 | 399 | 1 | -0.4 | 137 | 1 | -0.4 | 137 | 1 | -0.27 | 86 | 1 | -0.22 | 67
i = b | 13 | -0.47 | 164 | 15 | -0.27 | 86 | 12.5 | -0.27 | 86 | 7 | -0.19 | 55 | 7 | -0.18 | 51
i = c | 140 | -0.19 | 55 | 22 | -0.21 | 63 | 27.5 | -0.22 | 67 | 50 | -0.12 | 28 | 110 | -0.1 | 21
i = d | 872 | -0.11 | 24 | 738 | -0.12 | 28 | 147 | -0.11 | 24 | 77 | -0.11 | 24 | 110 | -0.1 | 21
i = e | 10000 | -0.11 | 24 | 10000 | -0.12 | 28 | 10000 | -0.11 | 24 | 10000 | -0.11 | 24 | 10000 | -0.1 | 21
| Inner rows, from 7th row from north - Interior modules |  |  | Inner rows, from 7th row from north - Interior modules |  |  | Inner rows, from 7th row from north - Interior modules |  |  | Inner rows, from 7th row from north - Interior modules |  |  | Inner rows, from 7th row from north - Interior modules
| An i | cpMS i | mS i | An i | cpMS i | mS i | An i | cpMS i | mS i | An i | cpMS i | mS i | An i | cpMS i | mS i
i = a | 1 | -0.66 | 238 | 1 | -0.48 | 168 | 1 | -0.26 | 82 | 1 | -0.24 | 75 | 1 | -0.22 | 67
i = b | 33 | -0.26 | 82 | 7.5 | -0.36 | 121 | 6 | -0.18 | 51 | 7 | -0.18 | 51 | 7 | -0.18 | 51
i = c | 200 | -0.14 | 36 | 130 | -0.18 | 51 | 20.5 | -0.16 | 44 | 87 | -0.11 | 24 | 110 | -0.1 | 21
i = d | 872 | -0.11 | 24 | 738 | -0.12 | 28 | 100 | -0.11 | 24 | 87 | -0.11 | 24 | 110 | -0.1 | 21
i = e | 10000 | -0.11 | 24 | 10000 | -0.12 | 28 | 10000 | -0.11 | 24 | 10000 | -0.11 | 24 | 10000 | -0.1 | 21
| South row - 1st-4th module |  |  | South row - 1st-4th module |  |  | South row - 1st-4th module |  |  | South row - 1st-4th module |  |  | South row - 1st-4th module
| An i | cpMS i | mS i | An i | cpMS i | mS i | An i | cpMS i | mS i | An i | cpMS i | mS i | An i | cpMS i | mS i
i = a | 1 | -0.49 | 172 | 1 | -0.36 | 121 | 1 | -0.28 | 90 | 1 | -0.32 | 106 | 1 | -0.33 | 110
i = b | 12.5 | -0.33 | 110 | 12 | -0.16 | 44 | 10 | -0.2 | 59 | 7 | -0.16 | 44 | 7 | -0.16 | 44
i = c | 120 | -0.16 | 44 | 184 | -0.16 | 44 | 77 | -0.13 | 32 | 7 | -0.16 | 44 | 30 | -0.1 | 21
i = d | 872 | -0.11 | 24 | 738 | -0.12 | 28 | 96 | -0.11 | 24 | 30 | -0.11 | 24 | 30 | -0.1 | 21
i = e | 10000 | -0.11 | 24 | 10000 | -0.12 | 28 | 10000 | -0.11 | 24 | 10000 | -0.11 | 24 | 10000 | -0.1 | 21
| South row - Interior modules |  |  | South row - Interior modules |  |  | South row - Interior modules |  |  | South row - Interior modules |  |  | South row - Interior modules
| An i | cpMS i | mS i | An i | cpMS i | mS i | An i | cpMS i | mS i | An i | cpMS i | mS i | An i | cpMS i | mS i
i = a | 1 | -0.47 | 164 | 1 | -0.31 | 102 | 1 | -0.26 | 82 | 1 | -0.16 | 44 | 1 | -0.16 | 44
i = b | 6 | -0.3 | 98 | 10 | -0.18 | 51 | 12.5 | -0.16 | 44 | 9 | -0.11 | 24 | 14 | -0.11 | 24
i = c | 147.5 | -0.16 | 44 | 184 | -0.16 | 44 | 28 | -0.13 | 32 | 9 | -0.11 | 24 | 30 | -0.1 | 21
i = d | 872 | -0.11 | 24 | 738 | -0.12 | 28 | 60 | -0.11 | 24 | 9 | -0.11 | 24 | 30 | -0.1 | 21
i = e | 10000 | -0.11 | 24 | 10000 | -0.12 | 28 | 10000 | -0.11 | 24 | 10000 | -0.11 | 24 | 10000 | -0.1 | 21
Uplift | Roof position 1 |  |  | Roof position 2 |  |  | Roof position 3 |  |  | Roof position 4 |  |  | Roof position 5
| North row - 1st-4th module |  |  | North row - 1st-4th module |  |  | North row - 1st-4th module |  |  | North row - 1st-4th module |  |  | North row - 1st-4th module
| An i | cpML i | mL i | An i | cpML i | mL i | An i | cpML i | mL i | An i | cpML i | mL i | An i | cpML i | mL i
i = a | 1 | -0.91 | 243 | 1 | -1.13 | 307 | 1 | -0.56 | 142 | 1 | -0.63 | 162 | 1 | -0.59 | 151
i = b | 6 | -0.47 | 116 | 6.5 | -0.95 | 255 | 6.5 | -0.48 | 119 | 7 | -0.47 | 116 | 6.5 | -0.5 | 125
i = c | 90 | -0.17 | 29 | 25 | -0.36 | 84 | 12.5 | -0.33 | 75 | 14 | -0.33 | 75 | 12 | -0.35 | 81
i = d | 872 | -0.11 | 12 | 470 | -0.12 | 15 | 147 | -0.1 | 9 | 160 | -0.1 | 9 | 168 | -0.1 | 9
i = e | 10000 | -0.11 | 12 | 10000 | -0.12 | 15 | 10000 | -0.1 | 9 | 10000 | -0.1 | 9 | 10000 | -0.1 | 9
| North row - Interior modules |  |  | North row - Interior modules |  |  | North row - Interior modules |  |  | North row - Interior modules |  |  | North row - Interior modules
| An i | cpML i | mL i | An i | cpML i | mL i | An i | cpML i | mL i | An i | cpML i | mL i | An i | cpML i | mL i
i = a | 1 | -0.37 | 87 | 1 | -1.17 | 318 | 1 | -0.47 | 116 | 1 | -0.53 | 133 | 1 | -0.55 | 139
i = b | 7 | -0.2 | 38 | 6 | -0.98 | 263 | 6.5 | -0.39 | 93 | 7 | -0.44 | 107 | 6.5 | -0.49 | 122
i = c | 148 | -0.14 | 20 | 40 | -0.37 | 87 | 12.5 | -0.28 | 61 | 14 | -0.32 | 73 | 13 | -0.35 | 81
i = d | 872 | -0.11 | 12 | 450 | -0.12 | 15 | 110 | -0.1 | 9 | 150 | -0.1 | 9 | 168 | -0.1 | 9
i = e | 10000 | -0.11 | 12 | 10000 | -0.12 | 15 | 10000 | -0.1 | 9 | 10000 | -0.1 | 9 | 10000 | -0.1 | 9
| Inner rows, 2nd to 6th row from north - 1st-4th module |  |  | Inner rows, 2nd to 6th row from north - 1st-4th module |  |  | Inner rows, 2nd to 6th row from north - 1st-4th module |  |  | Inner rows, 2nd to 6th row from north - 1st-4th module |  |  | Inner rows, 2nd to 6th row from north - 1st-4th module
| An i | cpML i | mL i | An i | cpML i | mL i | An i | cpML i | mL i | An i | cpML i | mL i | An i | cpML i | mL i
i = a | 1 | -0.92 | 246 | 1 | -0.48 | 119 | 1 | -0.32 | 73 | 1 | -0.28 | 61 | 1 | -0.24 | 49
i = b | 13 | -0.35 | 81 | 6 | -0.34 | 78 | 6 | -0.28 | 61 | 7 | -0.2 | 38 | 7 | -0.2 | 38
i = c | 140 | -0.15 | 23 | 15 | -0.22 | 44 | 28 | -0.17 | 29 | 14 | -0.12 | 15 | 15 | -0.1 | 9
i = d | 872 | -0.11 | 12 | 738 | -0.12 | 15 | 95 | -0.1 | 9 | 148 | -0.1 | 9 | 15 | -0.1 | 9
i = e | 10000 | -0.11 | 12 | 10000 | -0.12 | 15 | 10000 | -0.1 | 9 | 10000 | -0.1 | 9 | 10000 | -0.1 | 9
| Inner rows, 2nd to 6th row from north - Interior modules |  |  | Inner rows, 2nd to 6th row from north - Interior modules |  |  | Inner rows, 2nd to 6th row from north - Interior modules |  |  | Inner rows, 2nd to 6th row from north - Interior modules |  |  | Inner rows, 2nd to 6th row from north - Interior modules
| An i | cpML i | mL i | An i | cpML i | mL i | An i | cpML i | mL i | An i | cpML i | mL i | An i | cpML i | mL i
i = a | 1 | -0.43 | 104 | 1 | -0.48 | 119 | 1 | -0.21 | 41 | 1 | -0.27 | 58 | 1 | -0.23 | 47
i = b | 55 | -0.14 | 20 | 6.5 | -0.4 | 96 | 5 | -0.2 | 38 | 7 | -0.2 | 38 | 7 | -0.21 | 41
i = c | 218 | -0.14 | 20 | 13 | -0.22 | 44 | 10 | -0.17 | 29 | 14 | -0.11 | 12 | 15 | -0.1 | 9
i = d | 872 | -0.11 | 12 | 738 | -0.12 | 15 | 27 | -0.1 | 9 | 148 | -0.1 | 9 | 15 | -0.1 | 9
i = e | 10000 | -0.11 | 12 | 10000 | -0.12 | 15 | 10000 | -0.1 | 9 | 10000 | -0.1 | 9 | 10000 | -0.1 | 9
| Inner rows, from 7th row from north - 1st-4th module |  |  | Inner rows, from 7th row from north - 1st-4th module |  |  | Inner rows, from 7th row from north - 1st-4th module |  |  | Inner rows, from 7th row from north - 1st-4th module |  |  | Inner rows, from 7th row from north - 1st-4th module
| An i | cpML i | mL i | An i | cpML i | mL i | An i | cpML i | mL i | An i | cpML i | mL i | An i | cpML i | mL i
i = a | 1 | -1.07 | 289 | 1 | -0.4 | 96 | 1 | -0.4 | 96 | 1 | -0.27 | 58 | 1 | -0.22 | 44
i = b | 13 | -0.47 | 116 | 15 | -0.27 | 58 | 12.5 | -0.27 | 58 | 7 | -0.19 | 35 | 7 | -0.18 | 32
i = c | 140 | -0.19 | 35 | 22 | -0.21 | 41 | 27.5 | -0.22 | 44 | 50 | -0.12 | 15 | 110 | -0.1 | 9
i = d | 872 | -0.11 | 12 | 738 | -0.12 | 15 | 147 | -0.1 | 9 | 77 | -0.1 | 9 | 110 | -0.1 | 9
i = e | 10000 | -0.11 | 12 | 10000 | -0.12 | 15 | 10000 | -0.1 | 9 | 10000 | -0.1 | 9 | 10000 | -0.1 | 9
| Inner rows, from 7th row from north - Interior modules |  |  | Inner rows, from 7th row from north - Interior modules |  |  | Inner rows, from 7th row from north - Interior modules |  |  | Inner rows, from 7th row from north - Interior modules |  |  | Inner rows, from 7th row from north - Interior modules
| An i | cpML i | mL i | An i | cpML i | mL i | An i | cpML i | mL i | An i | cpML i | mL i | An i | cpML i | mL i
i = a | 1 | -0.66 | 171 | 1 | -0.49 | 122 | 1 | -0.26 | 55 | 1 | -0.24 | 49 | 1 | -0.23 | 47
i = b | 33 | -0.26 | 55 | 7.5 | -0.38 | 90 | 6 | -0.18 | 32 | 7 | -0.18 | 32 | 7 | -0.18 | 32
i = c | 200 | -0.14 | 20 | 130 | -0.17 | 29 | 20.5 | -0.16 | 26 | 87 | -0.1 | 9 | 110 | -0.1 | 9
i = d | 872 | -0.11 | 12 | 738 | -0.12 | 15 | 100 | -0.1 | 9 | 87 | -0.1 | 9 | 110 | -0.1 | 9
i = e | 10000 | -0.11 | 12 | 10000 | -0.12 | 15 | 10000 | -0.1 | 9 | 10000 | -0.1 | 9 | 10000 | -0.1 | 9
| South row - 1st-4th module |  |  | South row - 1st-4th module |  |  | South row - 1st-4th module |  |  | South row - 1st-4th module |  |  | South row - 1st-4th module
| An i | cpML i | mL i | An i | cpML i | mL i | An i | cpML i | mL i | An i | cpML i | mL i | An i | cpML i | mL i
i = a | 1 | -0.49 | 122 | 1 | -0.36 | 84 | 1 | -0.29 | 64 | 1 | -0.32 | 73 | 1 | -0.33 | 75
i = b | 12.5 | -0.33 | 75 | 12 | -0.16 | 26 | 10 | -0.19 | 35 | 7 | -0.16 | 26 | 7 | -0.15 | 23
i = c | 120 | -0.16 | 26 | 184 | -0.16 | 26 | 77 | -0.13 | 18 | 7 | -0.16 | 26 | 30 | -0.1 | 9
i = d | 872 | -0.11 | 12 | 738 | -0.12 | 15 | 96 | -0.1 | 9 | 30 | -0.1 | 9 | 30 | -0.1 | 9
i = e | 10000 | -0.11 | 12 | 10000 | -0.12 | 15 | 10000 | -0.1 | 9 | 10000 | -0.1 | 9 | 10000 | -0.1 | 9
| South row - Interior modules |  |  | South row - Interior modules |  |  | South row - Interior modules |  |  | South row - Interior modules |  |  | South row - Interior modules
| An i | cpML i | mL i | An i | cpML i | mL i | An i | cpML i | mL i | An i | cpML i | mL i | An i | cpML i | mL i
i = a | 1 | -0.47 | 116 | 1 | -0.31 | 70 | 1 | -0.26 | 55 | 1 | -0.18 | 32 | 1 | -0.18 | 32
i = b | 6 | -0.3 | 67 | 10 | -0.18 | 32 | 12.5 | -0.15 | 23 | 9 | -0.1 | 9 | 14 | -0.11 | 12
i = c | 147.5 | -0.16 | 26 | 184 | -0.16 | 26 | 28 | -0.13 | 18 | 9 | -0.1 | 9 | 30 | -0.1 | 9
i = d | 872 | -0.11 | 12 | 738 | -0.12 | 15 | 60 | -0.1 | 9 | 9 | -0.1 | 9 | 30 | -0.1 | 9
i = e | 10000 | -0.11 | 12 | 10000 | -0.12 | 15 | 10000 | -0.1 | 9 | 10000 | -0.1 | 9 | 10000 | -0.1 | 9
Parapet correction kp
|  |  |  | Sliding |  |  |  |  | Uplift
|  | Roof position 1 | Roof position 2 | Roof position 3 | Roof position 4 | Roof position 5 | Roof position 1 | Roof position 2 | Roof position 3 | Roof position 4 | Roof position 5
|  | kp [-] | kp [-] | kp [-] | kp [-] | kp [-] | kp [-] | kp [-] | kp [-] | kp [-] | kp [-]
Parapet factor | hp/h = ? | 1 | 1 | 1 | 1 | 1 | 1 | 1 | 1 | 1 | 1
Parapet factors | hp/h = 0.0 | 1 | 1 | 1 | 1 | 1 | 1 | 1 | 1 | 1 | 1
| hp/h = 0.1 | 0.9914 | 0.99 | 1.54 | 1.08 | 0.89 | 1.05 | 1 | 1.64 | 1.14 | 0.9
| hp/h = 0.2 | 0.76173 | 0.92 | 1.84 | 1.53 | 1.12 | 0.81 | 0.92 | 1.96 | 1.62 | 1.12
Sliding | Roof position 1 |  | Roof position 2 |  | Roof position 3 |  | Roof position 4 |  | Roof position 5
| A i | kp i | A i | kp i | A i | kp i | A i | kp i | A i | kp i
| P1 - hp/h = 0.1 | 0 | P2 - hp/h = 0.1 | 0 | P3 - hp/h = 0.1 | 0 | P4 - hp/h = 0.1 | 0 | P5 - hp/h = 0.1 | 0
i = a | 1 | 1.05 | 1 | 0.99 | 1 | 1.54 | 1 | 1.08 | 1 | 0.89
i = b | 71 | 1.05 | 184 | 0.99 | 106 | 1.54 | 100 | 1.08 | 160 | 0.89
i = c | 368 | 0.72 | 368 | 0.92 | 368 | 1.27 | 366 | 0.91 | 366 | 0.8
i = d | 1000 | 0.72 | 1000 | 0.92 | 1000 | 1.27 | 1000 | 0.91 | 1000 | 0.8
| A i | kp i | A i | kp i | A i | kp i | A i | kp i | A i | kp i
| P1 - hp/h = 0.2 | 0 | P2 - hp/h = 0.2 | 0 | P3 - hp/h = 0.2 | 0 | P4 - hp/h = 0.2 | 0 | P5 - hp/h = 0.2 | 0
i = a | 1 | 0.81 | 1 | 0.92 | 1 | 1.84 | 1 | 1.53 | 1 | 1.12
i = b | 33 | 0.81 | 184 | 0.92 | 98 | 1.84 | 142 | 1.53 | 106 | 1.12
i = c | 368 | 0.7 | 368 | 0.92 | 368 | 1.55 | 366 | 1.27 | 366 | 0.8
i = d | 1000 | 0.7 | 1000 | 0.92 | 1000 | 1.55 | 1000 | 1.27 | 1000 | 0.8
Uplift | Roof position 1 |  | Roof position 2 |  | Roof position 3 |  | Roof position 4 |  | Roof position 5
| A i | kp i | A i | kp i | A i | kp i | A i | kp i | A i | kp i
| P1 - hp/h = 0.1 | 0 | P2 - hp/h = 0.1 | 0 | P3 - hp/h = 0.1 | 0 | P4 - hp/h = 0.1 | 0 | P5 - hp/h = 0.1 | 0
i = a | 1 | 1.05 | 1 | 1 | 1 | 1.64 | 1 | 1.14 | 1 | 0.9
i = b | 71 | 1.05 | 184 | 1 | 106 | 1.64 | 100 | 1.14 | 160 | 0.9
i = c | 368 | 0.72 | 368 | 0.92 | 368 | 1.4 | 366 | 1 | 366 | 0.8
i = d | 1000 | 0.72 | 1000 | 0.92 | 1000 | 1.4 | 1000 | 1 | 1000 | 0.8
| A i | kp i | A i | kp i | A i | kp i | A i | kp i | A i | kp i
| P1 - hp/h = 0.2 | 0 | P2 - hp/h = 0.2 | 0 | P3 - hp/h = 0.2 | 0 | P4 - hp/h = 0.2 | 0 | P5 - hp/h = 0.2 | 0
i = a | 1 | 0.81 | 1 | 0.92 | 1 | 1.96 | 1 | 1.62 | 1 | 1.12
i = b | 33 | 0.81 | 184 | 0.92 | 98 | 1.96 | 142 | 1.62 | 106 | 1.12
i = c | 368 | 0.7 | 368 | 0.92 | 368 | 1.7 | 366 | 1.4 | 366 | 0.8
i = d | 1000 | 0.7 | 1000 | 0.92 | 1000 | 1.7 | 1000 | 1.4 | 1000 | 0.8

## int. presets cp_10d+wd (hidden)
Ecolibrium Solar, Inc. | [7 empty] | The yellow cells have to be filled out depending on the project.
Solar ballasted roof mount system EcoFoot 3 | [7 empty] | The turquoise cells are calculated.
with 10deg tilt angle
Pressure coefficients
Project data
Project: | Westside Foundry |  | Language: | English
Postal code: | 30318 |  | Site: | 1530 Ellsworth Industrial Blvd
Person in charge: | Ted Bleeker |  | Country: | ASCE/SEI 7-10
Date: | 2016-10-13 |  | Standard: | USA
|  |  |  | Building width: | 95.4024 | m
Load case 'Uplift' |  | A = |  | Building length: | 71.9328 | m
Applied number of modules which share loads: | 9 | 17.4658 |  | Roof height: | 7.3152 | m
|  |  |  | Module's length: | 1.9561 | m
Load case 'Sliding' |  | A = |  | Module's width: | 0.99212 | m
Applied number of modules which share loads: | 49 | 95.0918 |  | hp/h: | 0 | -
Interpolated pressure coefficients
|  |  |  | Sliding |  |  |  |  | Uplift
|  | Roof position 1 | Roof position 2 | Roof position 3 | Roof position 4 | Roof position 5 | Roof position 1 | Roof position 2 | Roof position 3 | Roof position 4 | Roof position 5
|  | cpMSn [-] | cpMSn [-] | cpMSn [-] | cpMSn [-] | cpMSn [-] | cpMLn [-] | cpMLn [-] | cpMLn [-] | cpMLn [-] | cpMLn [-]
North row | 1st-4th module | -0.11 | -0.14561 | -0.1 | -0.1 | -0.1 | -0.20329 | -0.24902 | -0.1959 | -0.19895 | -0.20222
| Interior modules | -0.11 | -0.14954 | -0.1 | -0.1 | -0.1 | -0.11 | -0.30863 | -0.15425 | -0.20514 | -0.20823
Inner rows, 2nd to 6th row from north | 1st-4th module | -0.11 | -0.13 | -0.1 | -0.1 | -0.1 | -0.22467 | -0.13 | -0.13634 | -0.1 | -0.11713
| Interior modules | -0.11 | -0.13 | -0.1 | -0.1 | -0.1 | -0.12681 | -0.17514 | -0.12213 | -0.1 | -0.12284
Inner rows, from 7th row from north | 1st-4th module | -0.11 | -0.13 | -0.1 | -0.1 | -0.1 | -0.2085 | -0.16159 | -0.15366 | -0.13598 | -0.13261
| Interior modules | -0.11 | -0.13 | -0.1 | -0.1 | -0.1 | -0.1691 | -0.19318 | -0.12862 | -0.12999 | -0.13482
South row | 1st-4th module | -0.11 | -0.13 | -0.1 | -0.1 | -0.1 | -0.20877 | -0.13 | -0.15727 | -0.12316 | -0.11
| Interior modules | -0.11 | -0.13 | -0.1 | -0.1 | -0.1 | -0.17914 | -0.17212 | -0.12854 | -0.106 | -0.11407
|  | cpDSn [-] | cpDSn [-] | cpDSn [-] | cpDSn [-] | cpDSn [-] | cpDLn [-] | cpDLn [-] | cpDLn [-] | cpDLn [-] | cpDLn [-]
North row | 1st-4th module | -0.00044812 | 0.048145 | 0.042513 | 0.042513 | 0.031534 | 0.046033 | 0.10863 | 0.1105 | 0.12277 | 0.10037
| Interior modules | -0.00044812 | 0.048696 | 0.042513 | 0.042513 | 0.031534 | 0.05645 | 0.077822 | -0.021403 | 0.10152 | 0.098365
Inner rows, 2nd to 6th row from north | 1st-4th module | -0.00044812 | 0.034406 | 0.042513 | 0.042513 | 0.031534 | 0.11314 | 0.049792 | 0.058955 | 0.05978 | 0.08951
| Interior modules | -0.00044812 | 0.034406 | 0.042513 | 0.042513 | 0.031534 | 0.050852 | 0.050323 | 0.022983 | 0.05978 | 0.034458
Inner rows, from 7th row from north | 1st-4th module | -0.00044812 | 0.034406 | 0.042513 | 0.042513 | 0.031534 | 0.17646 | 0.055608 | 0.065697 | 0.047799 | 0.063376
| Interior modules | -0.00044812 | 0.034406 | 0.042513 | 0.042513 | 0.031534 | 0.036773 | 0.094094 | 0.050251 | 0.049796 | 0.048187
South row | 1st-4th module | -0.00044812 | 0.034406 | 0.042513 | 0.042513 | 0.031534 | 0.1155 | 0.049792 | 0.05438 | 0.05207 | 0.05025
| Interior modules | -0.00044812 | 0.034406 | 0.042513 | 0.042513 | 0.031534 | 0.033431 | 0.052102 | 0.059132 | 0.039177 | 0.055095
Final choice of pressure coefficients
|  |  |  | Sliding |  |  |  |  | Uplift
|  | Roof position 1 | Roof position 2 | Roof position 3 | Roof position 4 | Roof position 5 | Roof position 1 | Roof position 2 | Roof position 3 | Roof position 4 | Roof position 5
|  | cpMSn [-] | cpMSn [-] | cpMSn [-] | cpMSn [-] | cpMSn [-] | cpMLn [-] | cpMLn [-] | cpMLn [-] | cpMLn [-] | cpMLn [-]
North row | 1st-4th module | -0.11 | -0.14561 | -0.1 | -0.1 | -0.1 | -0.20329 | -0.24902 | -0.1959 | -0.19895 | -0.20222
| Interior modules | -0.11 | -0.14954 | -0.1 | -0.1 | -0.1 | -0.11 | -0.30863 | -0.15425 | -0.20514 | -0.20823
Inner rows, 2nd to 6th row from north | 1st-4th module | -0.11 | -0.13 | -0.1 | -0.1 | -0.1 | -0.22467 | -0.13 | -0.13634 | -0.1 | -0.11713
| Interior modules | -0.11 | -0.13 | -0.1 | -0.1 | -0.1 | -0.12681 | -0.17514 | -0.12213 | -0.1 | -0.12284
Inner rows, from 7th row from north | 1st-4th module | -0.11 | -0.13 | -0.1 | -0.1 | -0.1 | -0.2085 | -0.16159 | -0.15366 | -0.13598 | -0.13261
| Interior modules | -0.11 | -0.13 | -0.1 | -0.1 | -0.1 | -0.1691 | -0.19318 | -0.12862 | -0.12999 | -0.13482
South row | 1st-4th module | -0.11 | -0.13 | -0.1 | -0.1 | -0.1 | -0.20877 | -0.13 | -0.15727 | -0.12316 | -0.11
| Interior modules | -0.11 | -0.13 | -0.1 | -0.1 | -0.1 | -0.17914 | -0.17212 | -0.12854 | -0.106 | -0.11407
|  | cpDSn [-] | cpDSn [-] | cpDSn [-] | cpDSn [-] | cpDSn [-] | cpDLn [-] | cpDLn [-] | cpDLn [-] | cpDLn [-] | cpDLn [-]
North row | 1st-4th module | -0.00044812 | 0.048145 | 0.042513 | 0.042513 | 0.031534 | 0.046033 | 0.10863 | 0.1105 | 0.12277 | 0.10037
| Interior modules | -0.00044812 | 0.048696 | 0.042513 | 0.042513 | 0.031534 | 0.05645 | 0.077822 | -0.021403 | 0.10152 | 0.098365
Inner rows, 2nd to 6th row from north | 1st-4th module | -0.00044812 | 0.034406 | 0.042513 | 0.042513 | 0.031534 | 0.11314 | 0.049792 | 0.058955 | 0.05978 | 0.08951
| Interior modules | -0.00044812 | 0.034406 | 0.042513 | 0.042513 | 0.031534 | 0.050852 | 0.050323 | 0.022983 | 0.05978 | 0.034458
Inner rows, from 7th row from north | 1st-4th module | -0.00044812 | 0.034406 | 0.042513 | 0.042513 | 0.031534 | 0.17646 | 0.055608 | 0.065697 | 0.047799 | 0.063376
| Interior modules | -0.00044812 | 0.034406 | 0.042513 | 0.042513 | 0.031534 | 0.036773 | 0.094094 | 0.050251 | 0.049796 | 0.048187
South row | 1st-4th module | -0.00044812 | 0.034406 | 0.042513 | 0.042513 | 0.031534 | 0.1155 | 0.049792 | 0.05438 | 0.05207 | 0.05025
| Interior modules | -0.00044812 | 0.034406 | 0.042513 | 0.042513 | 0.031534 | 0.033431 | 0.052102 | 0.059132 | 0.039177 | 0.055095
Pressure coefficients deflector cpD
|  |  |  | Sliding |  |  |  |  | Uplift
|  | Roof position 1 | Roof position 2 | Roof position 3 | Roof position 4 | Roof position 5 | Roof position 1 | Roof position 2 | Roof position 3 | Roof position 4 | Roof position 5
|  | cpDSn [-] | cpDSn [-] | cpDSn [-] | cpDSn [-] | cpDSn [-] | cpDLn [-] | cpDLn [-] | cpDLn [-] | cpDLn [-] | cpDLn [-]
North row | 1st-4th module | -0.00044812 | 0.048145 | 0.042513 | 0.042513 | 0.031534 | 0.046033 | 0.10863 | 0.1105 | 0.12277 | 0.10037
| Interior modules | -0.00044812 | 0.048696 | 0.042513 | 0.042513 | 0.031534 | 0.05645 | 0.077822 | -0.021403 | 0.10152 | 0.098365
Inner rows, 2nd to 6th row from north | 1st-4th module | -0.00044812 | 0.034406 | 0.042513 | 0.042513 | 0.031534 | 0.11314 | 0.049792 | 0.058955 | 0.05978 | 0.08951
| Interior modules | -0.00044812 | 0.034406 | 0.042513 | 0.042513 | 0.031534 | 0.050852 | 0.050323 | 0.022983 | 0.05978 | 0.034458
Inner rows, from 7th row from north | 1st-4th module | -0.00044812 | 0.034406 | 0.042513 | 0.042513 | 0.031534 | 0.17646 | 0.055608 | 0.065697 | 0.047799 | 0.063376
| Interior modules | -0.00044812 | 0.034406 | 0.042513 | 0.042513 | 0.031534 | 0.036773 | 0.094094 | 0.050251 | 0.049796 | 0.048187
South row | 1st-4th module | -0.00044812 | 0.034406 | 0.042513 | 0.042513 | 0.031534 | 0.1155 | 0.049792 | 0.05438 | 0.05207 | 0.05025
| Interior modules | -0.00044812 | 0.034406 | 0.042513 | 0.042513 | 0.031534 | 0.033431 | 0.052102 | 0.059132 | 0.039177 | 0.055095
Normalised loaded area An
|  |  |  | Sliding |  |  |  |  | Uplift |  |  |  |  | Exponent
|  | Roof position 1 | Roof position 2 | Roof position 3 | Roof position 4 | Roof position 5 | Roof position 1 | Roof position 2 | Roof position 3 | Roof position 4 | Roof position 5 | Roof position 1 | Roof position 2 | Roof position 3 | Roof position 4 | Roof position 5
|  | An [-] | An [-] | An [-] | An [-] | An [-] | An [-] | An [-] | An [-] | An [-] | An [-] | g [-] | g [-] | g [-] | g [-] | g [-]
North row | 1st-4th module | 339.851 | 227.3923 | 198.8863 | 152.1468 | 152.1468 | 62.4216 | 41.7659 | 36.5301 | 27.9453 | 27.9453 | -0.5 | -1.25 | -1.5 | -2 | -2
| Interior modules | 339.851 | 227.3923 | 198.8863 | 152.1468 | 152.1468 | 62.4216 | 41.7659 | 36.5301 | 27.9453 | 27.9453 | -0.5 | -1.25 | -1.5 | -2 | -2
Inner rows, 2nd to 6th row from north | 1st-4th module | 444.2531 | 297.2471 | 297.2471 | 173.9538 | 173.9538 | 81.5975 | 54.5964 | 54.5964 | 31.9507 | 31.9507 | 0 | -0.75 | -0.75 | -1.75 | -1.75
| Interior modules | 444.2531 | 297.2471 | 297.2471 | 173.9538 | 173.9538 | 81.5975 | 54.5964 | 54.5964 | 31.9507 | 31.9507 | 0 | -0.75 | -0.75 | -1.75 | -1.75
Inner rows, from 7th row from north | 1st-4th module | 444.2531 | 297.2471 | 297.2471 | 173.9538 | 173.9538 | 81.5975 | 54.5964 | 54.5964 | 31.9507 | 31.9507 | 0 | -0.75 | -0.75 | -1.75 | -1.75
| Interior modules | 444.2531 | 297.2471 | 297.2471 | 173.9538 | 173.9538 | 81.5975 | 54.5964 | 54.5964 | 31.9507 | 31.9507 | 0 | -0.75 | -0.75 | -1.75 | -1.75
South row | 1st-4th module | 444.2531 | 297.2471 | 297.2471 | 173.9538 | 173.9538 | 81.5975 | 54.5964 | 54.5964 | 31.9507 | 31.9507 | 0 | -0.75 | -0.75 | -1.75 | -1.75
| Interior modules | 444.2531 | 297.2471 | 297.2471 | 173.9538 | 173.9538 | 81.5975 | 54.5964 | 54.5964 | 31.9507 | 31.9507 | 0 | -0.75 | -0.75 | -1.75 | -1.75
[20 empty] | 0 | 0 | 0 | 0 | 0 | 58 | 58 | 58 | 58 | 58
Pressure coefficients module cpM | [19 empty] | 0 | 3 | 6 | 9 | 12 | 0 | 3 | 6 | 9 | 12
|  |  |  | Sliding |  |  |  |  | Uplift | [10 empty] | 0: References | xa | [9 empty] | xb | [9 empty] | ya | [9 empty] | yb
|  | Roof position 1 | Roof position 2 | Roof position 3 | Roof position 4 | Roof position 5 | Roof position 1 | Roof position 2 | Roof position 3 | Roof position 4 | Roof position 5 | [8 empty] | 6: Sliding; 6: Uplift |  |  | Sliding |  |  |  |  | Uplift |  |  |  |  | Sliding |  |  |  |  | Uplift |  |  |  |  | Sliding |  |  |  |  | Uplift |  |  |  |  | Sliding |  |  |  |  | Uplift
|  | cpMSn [-] | cpMSn [-] | cpMSn [-] | cpMSn [-] | cpMSn [-] | cpMLn [-] | cpMLn [-] | cpMLn [-] | cpMLn [-] | cpMLn [-] | [8 empty] | Roof position 1 | Roof position 2 | Roof position 3 | Roof position 4 | Roof position 5 | Roof position 1 | Roof position 2 | Roof position 3 | Roof position 4 | Roof position 5 | Roof position 1 | Roof position 2 | Roof position 3 | Roof position 4 | Roof position 5 | Roof position 1 | Roof position 2 | Roof position 3 | Roof position 4 | Roof position 5 | Roof position 1 | Roof position 2 | Roof position 3 | Roof position 4 | Roof position 5 | Roof position 1 | Roof position 2 | Roof position 3 | Roof position 4 | Roof position 5 | Roof position 1 | Roof position 2 | Roof position 3 | Roof position 4 | Roof position 5 | Roof position 1 | Roof position 2 | Roof position 3 | Roof position 4 | Roof position 5 | Roof position 1 | Roof position 2 | Roof position 3 | Roof position 4 | Roof position 5 | Roof position 1 | Roof position 2 | Roof position 3 | Roof position 4 | Roof position 5
North row | 1st-4th module | -0.11 | -0.14561 | -0.1 | -0.1 | -0.1 | -0.20329 | -0.24902 | -0.1959 | -0.19895 | -0.20222 | [5 empty] | 0 | North row | 1st-4th module | C128:C132 | F128:F132 | I128:I132 | L128:L132 | O128:O132 | C186:C190 | F186:F190 | I186:I190 | L186:L190 | O186:O190 | -0.11 | -0.27 | -0.1 | -0.1 | -0.1 | -0.32 | -0.28 | -0.28 | -0.26 | -0.27 | -0.11 | -0.13 | -0.1 | -0.1 | -0.1 | -0.18 | -0.13 | -0.1 | -0.1 | -0.1 | 300 | 25 | 130 | 110 | 100 | 18 | 25 | 12 | 12 | 12 | 10000 | 300 | 10000 | 10000 | 10000 | 80 | 300 | 130 | 110 | 100
| Interior modules | -0.11 | -0.14954 | -0.1 | -0.1 | -0.1 | -0.11 | -0.30863 | -0.15425 | -0.20514 | -0.20823 | [5 empty] | 7 |  | Interior modules | C135:C139 | F135:F139 | I135:I139 | L135:L139 | O135:O139 | C193:C197 | F193:F197 | I193:I197 | L193:L197 | O193:O197 | -0.11 | -0.32 | -0.1 | -0.1 | -0.1 | -0.11 | -0.32 | -0.18 | -0.27 | -0.28 | -0.11 | -0.13 | -0.1 | -0.1 | -0.1 | -0.11 | -0.13 | -0.1 | -0.1 | -0.1 | 60 | 37 | 130 | 110 | 100 | 60 | 37 | 20 | 12 | 12 | 10000 | 280 | 10000 | 10000 | 10000 | 10000 | 280 | 130 | 110 | 100
Inner rows, 2nd to 6th row from north | 1st-4th module | -0.11 | -0.13 | -0.1 | -0.1 | -0.1 | -0.22467 | -0.13 | -0.13634 | -0.1 | -0.11713 | [5 empty] | 14 | Inner rows, 2nd to 6th row from north | 1st-4th module | C142:C146 | F142:F146 | I142:I146 | L142:L146 | O142:O146 | C200:C204 | F200:F204 | I200:I204 | L200:L204 | O200:O204 | -0.11 | -0.13 | -0.1 | -0.1 | -0.1 | -0.26 | -0.13 | -0.2 | -0.1 | -0.13 | -0.11 | -0.13 | -0.1 | -0.1 | -0.1 | -0.11 | -0.13 | -0.1 | -0.1 | -0.1 | 400 | 36 | 110 | 30 | 150 | 50 | 36 | 16 | 30 | 10 | 10000 | 10000 | 10000 | 10000 | 10000 | 400 | 10000 | 110 | 10000 | 150
| Interior modules | -0.11 | -0.13 | -0.1 | -0.1 | -0.1 | -0.12681 | -0.17514 | -0.12213 | -0.1 | -0.12284 | [5 empty] | 21 |  | Interior modules | C149:C153 | F149:F153 | I149:I153 | L149:L153 | O149:O153 | C207:C211 | F207:F211 | I207:I211 | L207:L211 | O207:O211 | -0.11 | -0.13 | -0.1 | -0.1 | -0.1 | -0.19 | -0.22 | -0.17 | -0.1 | -0.14 | -0.11 | -0.13 | -0.1 | -0.1 | -0.1 | -0.11 | -0.13 | -0.1 | -0.1 | -0.1 | 100 | 150 | 110 | 30 | 150 | 38 | 20 | 12 | 30 | 10 | 10000 | 10000 | 10000 | 10000 | 10000 | 100 | 150 | 110 | 10000 | 150
Inner rows, from 7th row from north | 1st-4th module | -0.11 | -0.13 | -0.1 | -0.1 | -0.1 | -0.2085 | -0.16159 | -0.15366 | -0.13598 | -0.13261 | [5 empty] | 28 | Inner rows, from 7th row from north | 1st-4th module | C156:C160 | F156:F160 | I156:I160 | L156:L160 | O156:O160 | C214:C218 | F214:F218 | I214:I218 | L214:L218 | O214:O218 | -0.11 | -0.13 | -0.1 | -0.1 | -0.1 | -0.21 | -0.19 | -0.24 | -0.16 | -0.17 | -0.11 | -0.13 | -0.1 | -0.1 | -0.1 | -0.11 | -0.13 | -0.1 | -0.1 | -0.1 | 300 | 150 | 140 | 110 | 70 | 80 | 22 | 12 | 14 | 13 | 10000 | 10000 | 10000 | 10000 | 10000 | 300 | 150 | 140 | 110 | 70
| Interior modules | -0.11 | -0.13 | -0.1 | -0.1 | -0.1 | -0.1691 | -0.19318 | -0.12862 | -0.12999 | -0.13482 | [5 empty] | 35 |  | Interior modules | C163:C167 | F163:F167 | I163:I167 | L163:L167 | O163:O167 | C221:C225 | F221:F225 | I221:I225 | L221:L225 | O221:O225 | -0.11 | -0.13 | -0.1 | -0.1 | -0.1 | -0.17 | -0.25 | -0.13 | -0.15 | -0.16 | -0.11 | -0.13 | -0.1 | -0.1 | -0.1 | -0.11 | -0.13 | -0.1 | -0.1 | -0.1 | 300 | 150 | 150 | 110 | 100 | 80 | 22 | 52 | 14 | 14 | 10000 | 10000 | 10000 | 10000 | 10000 | 300 | 150 | 150 | 110 | 100
South row | 1st-4th module | -0.11 | -0.13 | -0.1 | -0.1 | -0.1 | -0.20877 | -0.13 | -0.15727 | -0.12316 | -0.11 | [5 empty] | 42 | South row | 1st-4th module | C170:C174 | F170:F174 | I170:I174 | L170:L174 | O170:O174 | C228:C232 | F228:F232 | I228:I232 | L228:L232 | O228:O232 | -0.11 | -0.13 | -0.1 | -0.1 | -0.1 | -0.21 | -0.13 | -0.23 | -0.14 | -0.15 | -0.11 | -0.13 | -0.1 | -0.1 | -0.1 | -0.11 | -0.13 | -0.1 | -0.1 | -0.1 | 400 | 36 | 180 | 110 | 40 | 80 | 36 | 12 | 13 | 13 | 10000 | 10000 | 10000 | 10000 | 10000 | 400 | 10000 | 180 | 110 | 40
| Interior modules | -0.11 | -0.13 | -0.1 | -0.1 | -0.1 | -0.17914 | -0.17212 | -0.12854 | -0.106 | -0.11407 | [5 empty] | 49 |  | Interior modules | C177:C181 | F177:F181 | I177:I181 | L177:L181 | O177:O181 | C235:C239 | F235:F239 | I235:I239 | L235:L239 | O235:O239 | -0.11 | -0.13 | -0.1 | -0.1 | -0.1 | -0.18 | -0.21 | -0.2 | -0.13 | -0.14 | -0.11 | -0.13 | -0.1 | -0.1 | -0.1 | -0.11 | -0.13 | -0.1 | -0.1 | -0.1 | 400 | 150 | 100 | 40 | 50 | 80 | 22 | 12 | 13 | 14 | 10000 | 10000 | 10000 | 10000 | 10000 | 400 | 150 | 100 | 40 | 50
[20 empty] | 0 | 0 | 0 | 0 | 0 | 58 | 58 | 58 | 58 | 58
Mass m | [19 empty] | 0 | 3 | 6 | 9 | 12 | 0 | 3 | 6 | 9 | 12
|  |  |  | Sliding |  |  |  |  | Uplift | [10 empty] | 0: References | xa | [9 empty] | xb | [9 empty] | ya | [9 empty] | yb
|  | Roof position 1 | Roof position 2 | Roof position 3 | Roof position 4 | Roof position 5 | Roof position 1 | Roof position 2 | Roof position 3 | Roof position 4 | Roof position 5 | [8 empty] | 6: Sliding; 6: Uplift |  |  | Sliding |  |  |  |  | Uplift |  |  |  |  | Sliding |  |  |  |  | Uplift |  |  |  |  | Sliding |  |  |  |  | Uplift |  |  |  |  | Sliding |  |  |  |  | Uplift
|  | mSn [-] | mSn [-] | mSn [-] | mSn [-] | mSn [-] | mLn [-] | mLn [-] | mLn [-] | mLn [-] | mLn [-] | [8 empty] | Roof position 1 | Roof position 2 | Roof position 3 | Roof position 4 | Roof position 5 | Roof position 1 | Roof position 2 | Roof position 3 | Roof position 4 | Roof position 5 | Roof position 1 | Roof position 2 | Roof position 3 | Roof position 4 | Roof position 5 | Roof position 1 | Roof position 2 | Roof position 3 | Roof position 4 | Roof position 5 | Roof position 1 | Roof position 2 | Roof position 3 | Roof position 4 | Roof position 5 | Roof position 1 | Roof position 2 | Roof position 3 | Roof position 4 | Roof position 5 | Roof position 1 | Roof position 2 | Roof position 3 | Roof position 4 | Roof position 5 | Roof position 1 | Roof position 2 | Roof position 3 | Roof position 4 | Roof position 5 | Roof position 1 | Roof position 2 | Roof position 3 | Roof position 4 | Roof position 5 | Roof position 1 | Roof position 2 | Roof position 3 | Roof position 4 | Roof position 5
North row | 1st-4th module | 23 | 41.36 | 23 | 23 | 22 | 37.3207 | 48.5323 | 33.1058 | 33.5935 | 35.2612 | [5 empty] | 0 | North row | 1st-4th module | C128:C132 | F128:F132 | I128:I132 | L128:L132 | O128:O132 | C186:C190 | F186:F190 | I186:I190 | L186:L190 | O186:O190 | 23 | 100 | 23 | 23 | 22 | 69 | 57 | 56 | 50 | 54 | 23 | 34 | 23 | 23 | 22 | 31 | 16 | 7 | 7 | 7 | 300 | 25 | 130 | 110 | 100 | 18 | 25 | 12 | 12 | 12 | 10000 | 300 | 10000 | 10000 | 10000 | 80 | 300 | 130 | 110 | 100
| Interior modules | 23 | 42.9461 | 23 | 23 | 22 | 10 | 66.7672 | 25.3105 | 36.0673 | 37.0651 | [5 empty] | 7 |  | Interior modules | C135:C139 | F135:F139 | I135:I139 | L135:L139 | O135:O139 | C193:C197 | F193:F197 | I193:I197 | L193:L197 | O193:O197 | 23 | 121 | 23 | 23 | 22 | 10 | 70 | 34 | 54 | 57 | 23 | 34 | 23 | 23 | 22 | 10 | 16 | 7 | 7 | 7 | 60 | 37 | 130 | 110 | 100 | 60 | 37 | 20 | 12 | 12 | 10000 | 280 | 10000 | 10000 | 10000 | 10000 | 280 | 130 | 110 | 100
Inner rows, 2nd to 6th row from north | 1st-4th module | 23 | 34 | 23 | 23 | 22 | 41.3432 | 16 | 17.5373 | 7 | 10.9974 | [5 empty] | 14 | Inner rows, 2nd to 6th row from north | 1st-4th module | C142:C146 | F142:F146 | I142:I146 | L142:L146 | O142:O146 | C200:C204 | F200:F204 | I200:I204 | L200:L204 | O200:O204 | 23 | 34 | 23 | 23 | 22 | 51 | 16 | 36 | 7 | 14 | 23 | 34 | 23 | 23 | 22 | 10 | 16 | 7 | 7 | 7 | 400 | 36 | 110 | 30 | 150 | 50 | 36 | 16 | 30 | 10 | 10000 | 10000 | 10000 | 10000 | 10000 | 400 | 10000 | 110 | 10000 | 150
| Interior modules | 23 | 34 | 23 | 23 | 22 | 15.0444 | 29.0415 | 14.5882 | 7 | 14.4237 | [5 empty] | 21 |  | Interior modules | C149:C153 | F149:F153 | I149:I153 | L149:L153 | O149:O153 | C207:C211 | F207:F211 | I207:I211 | L207:L211 | O207:O211 | 23 | 34 | 23 | 23 | 22 | 34 | 42 | 31 | 7 | 20 | 23 | 34 | 23 | 23 | 22 | 10 | 16 | 7 | 7 | 7 | 100 | 150 | 110 | 30 | 150 | 38 | 20 | 12 | 30 | 10 | 10000 | 10000 | 10000 | 10000 | 10000 | 100 | 150 | 110 | 10000 | 150
Inner rows, from 7th row from north | 1st-4th module | 23 | 34 | 23 | 23 | 22 | 34.626 | 24.9505 | 22.3321 | 17.795 | 16.3173 | [5 empty] | 28 | Inner rows, from 7th row from north | 1st-4th module | C156:C160 | F156:F160 | I156:I160 | L156:L160 | O156:O160 | C214:C218 | F214:F218 | I214:I218 | L214:L218 | O214:O218 | 23 | 34 | 23 | 23 | 22 | 35 | 33 | 47 | 25 | 27 | 23 | 34 | 23 | 23 | 22 | 10 | 16 | 7 | 7 | 7 | 300 | 150 | 140 | 110 | 70 | 80 | 22 | 12 | 14 | 13 | 10000 | 10000 | 10000 | 10000 | 10000 | 300 | 150 | 140 | 110 | 70
| Interior modules | 23 | 34 | 23 | 23 | 22 | 27.7307 | 32.848 | 15.5861 | 15.9959 | 17.4458 | [5 empty] | 35 |  | Interior modules | C163:C167 | F163:F167 | I163:I167 | L163:L167 | O163:O167 | C221:C225 | F221:F225 | I221:I225 | L221:L225 | O221:O225 | 23 | 34 | 23 | 23 | 22 | 28 | 48 | 16 | 22 | 25 | 23 | 34 | 23 | 23 | 22 | 10 | 16 | 7 | 7 | 7 | 300 | 150 | 150 | 110 | 100 | 80 | 22 | 52 | 14 | 14 | 10000 | 10000 | 10000 | 10000 | 10000 | 300 | 150 | 150 | 110 | 100
South row | 1st-4th module | 23 | 34 | 23 | 23 | 22 | 36.6683 | 16 | 23.7403 | 13.947 | 10.1986 | [5 empty] | 42 | South row | 1st-4th module | C170:C174 | F170:F174 | I170:I174 | L170:L174 | O170:O174 | C228:C232 | F228:F232 | I228:I232 | L228:L232 | O228:O232 | 23 | 34 | 23 | 23 | 22 | 37 | 16 | 45 | 19 | 23 | 23 | 34 | 23 | 23 | 22 | 10 | 16 | 7 | 7 | 7 | 400 | 36 | 180 | 110 | 40 | 80 | 36 | 12 | 13 | 13 | 10000 | 10000 | 10000 | 10000 | 10000 | 400 | 10000 | 180 | 110 | 40
| Interior modules | 23 | 34 | 23 | 23 | 22 | 30.742 | 28.1095 | 15.2777 | 9.3989 | 11.2216 | [5 empty] | 49 |  | Interior modules | C177:C181 | F177:F181 | I177:I181 | L177:L181 | O177:O181 | C235:C239 | F235:F239 | I235:I239 | L235:L239 | O235:O239 | 23 | 34 | 23 | 23 | 22 | 31 | 39 | 36 | 19 | 19 | 23 | 34 | 23 | 23 | 22 | 10 | 16 | 7 | 7 | 7 | 400 | 150 | 100 | 40 | 50 | 80 | 22 | 12 | 13 | 14 | 10000 | 10000 | 10000 | 10000 | 10000 | 400 | 150 | 100 | 40 | 50
Sliding | Roof position 1 |  |  | Roof position 2 |  |  | Roof position 3 |  |  | Roof position 4 |  |  | Roof position 5
| North row - 1st-4th module |  |  | North row - 1st-4th module |  |  | North row - 1st-4th module |  |  | North row - 1st-4th module |  |  | North row - 1st-4th module
| An i | cpMS i | mS i | An i | cpMS i | mS i | An i | cpMS i | mS i | An i | cpMS i | mS i | An i | cpMS i | mS i
i = a | 1 | -1 | 386 | 1 | -0.96 | 410 | 1 | -0.46 | 198 | 1 | -0.46 | 188 | 1 | -0.42 | 172
i = b | 18 | -0.33 | 121 | 7 | -0.68 | 286 | 6 | -0.43 | 176 | 6 | -0.39 | 158 | 6 | -0.42 | 167
i = c | 80 | -0.19 | 60 | 25 | -0.27 | 100 | 12 | -0.28 | 108 | 12 | -0.26 | 96 | 12 | -0.28 | 104
i = d | 300 | -0.11 | 23 | 300 | -0.13 | 34 | 130 | -0.1 | 23 | 110 | -0.1 | 23 | 100 | -0.1 | 22
i = e | 10000 | -0.11 | 23 | 10000 | -0.13 | 34 | 10000 | -0.1 | 23 | 10000 | -0.1 | 23 | 10000 | -0.1 | 22
| North row - Interior modules |  |  | North row - Interior modules |  |  | North row - Interior modules |  |  | North row - Interior modules |  |  | North row - Interior modules
| An i | cpMS i | mS i | An i | cpMS i | mS i | An i | cpMS i | mS i | An i | cpMS i | mS i | An i | cpMS i | mS i
i = a | 1 | -0.36 | 132 | 1 | -0.93 | 394 | 1 | -0.39 | 154 | 1 | -0.45 | 177 | 1 | -0.41 | 170
i = b | 18 | -0.18 | 59 | 6 | -0.82 | 341 | 6 | -0.36 | 140 | 6 | -0.39 | 150 | 6 | -0.4 | 152
i = c | 38 | -0.13 | 39 | 37 | -0.32 | 121 | 20 | -0.18 | 60 | 12 | -0.27 | 95 | 12 | -0.28 | 103
i = d | 60 | -0.11 | 23 | 280 | -0.13 | 34 | 130 | -0.1 | 23 | 110 | -0.1 | 23 | 100 | -0.1 | 22
i = e | 10000 | -0.11 | 23 | 10000 | -0.13 | 34 | 10000 | -0.1 | 23 | 10000 | -0.1 | 23 | 10000 | -0.1 | 22
| Inner rows, 2nd to 6th row from north - 1st-4th module |  |  | Inner rows, 2nd to 6th row from north - 1st-4th module |  |  | Inner rows, 2nd to 6th row from north - 1st-4th module |  |  | Inner rows, 2nd to 6th row from north - 1st-4th module |  |  | Inner rows, 2nd to 6th row from north - 1st-4th module
| An i | cpMS i | mS i | An i | cpMS i | mS i | An i | cpMS i | mS i | An i | cpMS i | mS i | An i | cpMS i | mS i
i = a | 1 | -1.06 | 418 | 1 | -0.43 | 149 | 1 | -0.41 | 150 | 1 | -0.38 | 154 | 1 | -0.34 | 134
i = b | 6 | -0.6 | 222 | 12 | -0.25 | 80 | 6 | -0.3 | 102 | 6 | -0.17 | 55 | 6 | -0.17 | 51
i = c | 50 | -0.27 | 93 | 25 | -0.16 | 45 | 16 | -0.2 | 62 | 13 | -0.13 | 39 | 10 | -0.12 | 31
i = d | 400 | -0.11 | 23 | 36 | -0.13 | 34 | 110 | -0.1 | 23 | 30 | -0.1 | 23 | 150 | -0.1 | 22
i = e | 10000 | -0.11 | 23 | 10000 | -0.13 | 34 | 10000 | -0.1 | 23 | 10000 | -0.1 | 23 | 10000 | -0.1 | 22
| Inner rows, 2nd to 6th row from north - Interior modules |  |  | Inner rows, 2nd to 6th row from north - Interior modules |  |  | Inner rows, 2nd to 6th row from north - Interior modules |  |  | Inner rows, 2nd to 6th row from north - Interior modules |  |  | Inner rows, 2nd to 6th row from north - Interior modules
| An i | cpMS i | mS i | An i | cpMS i | mS i | An i | cpMS i | mS i | An i | cpMS i | mS i | An i | cpMS i | mS i
i = a | 1 | -0.7 | 258 | 1 | -0.43 | 150 | 1 | -0.24 | 72 | 1 | -0.21 | 67 | 1 | -0.23 | 70
i = b | 18 | -0.27 | 90 | 6 | -0.3 | 100 | 6 | -0.21 | 63 | 7 | -0.14 | 39 | 6 | -0.15 | 39
i = c | 38 | -0.2 | 62 | 20 | -0.22 | 69 | 12 | -0.17 | 49 | 13 | -0.12 | 31 | 10 | -0.13 | 31
i = d | 100 | -0.11 | 23 | 150 | -0.13 | 34 | 110 | -0.1 | 23 | 30 | -0.1 | 23 | 150 | -0.1 | 22
i = e | 10000 | -0.11 | 23 | 10000 | -0.13 | 34 | 10000 | -0.1 | 23 | 10000 | -0.1 | 23 | 10000 | -0.1 | 22
| Inner rows, from 7th row from north - 1st-4th module |  |  | Inner rows, from 7th row from north - 1st-4th module |  |  | Inner rows, from 7th row from north - 1st-4th module |  |  | Inner rows, from 7th row from north - 1st-4th module |  |  | Inner rows, from 7th row from north - 1st-4th module
| An i | cpMS i | mS i | An i | cpMS i | mS i | An i | cpMS i | mS i | An i | cpMS i | mS i | An i | cpMS i | mS i
i = a | 1 | -0.97 | 386 | 1 | -0.47 | 170 | 1 | -0.38 | 138 | 1 | -0.29 | 110 | 1 | -0.29 | 104
i = b | 12 | -0.47 | 173 | 8 | -0.3 | 103 | 6 | -0.3 | 106 | 7 | -0.2 | 67 | 6 | -0.23 | 78
i = c | 80 | -0.21 | 71 | 22 | -0.2 | 63 | 12 | -0.24 | 82 | 14 | -0.16 | 50 | 13 | -0.18 | 57
i = d | 300 | -0.11 | 23 | 150 | -0.13 | 34 | 140 | -0.1 | 23 | 110 | -0.1 | 23 | 70 | -0.1 | 22
i = e | 10000 | -0.11 | 23 | 10000 | -0.13 | 34 | 10000 | -0.1 | 23 | 10000 | -0.1 | 23 | 10000 | -0.1 | 22
| Inner rows, from 7th row from north - Interior modules |  |  | Inner rows, from 7th row from north - Interior modules |  |  | Inner rows, from 7th row from north - Interior modules |  |  | Inner rows, from 7th row from north - Interior modules |  |  | Inner rows, from 7th row from north - Interior modules
| An i | cpMS i | mS i | An i | cpMS i | mS i | An i | cpMS i | mS i | An i | cpMS i | mS i | An i | cpMS i | mS i
i = a | 1 | -0.64 | 244 | 1 | -0.39 | 142 | 1 | -0.22 | 71 | 1 | -0.21 | 66 | 1 | -0.24 | 78
i = b | 12 | -0.35 | 126 | 6 | -0.33 | 117 | 12 | -0.17 | 51 | 7 | -0.19 | 58 | 6 | -0.21 | 66
i = c | 80 | -0.17 | 56 | 22 | -0.25 | 82 | 52 | -0.12 | 31 | 14 | -0.16 | 46 | 14 | -0.17 | 49
i = d | 300 | -0.11 | 23 | 150 | -0.13 | 34 | 150 | -0.1 | 23 | 110 | -0.1 | 23 | 100 | -0.1 | 22
i = e | 10000 | -0.11 | 23 | 10000 | -0.13 | 34 | 10000 | -0.1 | 23 | 10000 | -0.1 | 23 | 10000 | -0.1 | 22
| South row - 1st-4th module |  |  | South row - 1st-4th module |  |  | South row - 1st-4th module |  |  | South row - 1st-4th module |  |  | South row - 1st-4th module
| An i | cpMS i | mS i | An i | cpMS i | mS i | An i | cpMS i | mS i | An i | cpMS i | mS i | An i | cpMS i | mS i
i = a | 1 | -0.84 | 314 | 1 | -0.45 | 166 | 1 | -0.4 | 157 | 1 | -0.42 | 172 | 1 | -0.38 | 146
i = b | 20 | -0.35 | 122 | 12 | -0.25 | 83 | 6 | -0.31 | 110 | 6 | -0.21 | 70 | 7 | -0.21 | 70
i = c | 80 | -0.21 | 66 | 23 | -0.18 | 54 | 12 | -0.23 | 77 | 13 | -0.15 | 46 | 13 | -0.16 | 47
i = d | 400 | -0.11 | 23 | 36 | -0.13 | 34 | 180 | -0.1 | 23 | 110 | -0.1 | 23 | 40 | -0.1 | 22
i = e | 10000 | -0.11 | 23 | 10000 | -0.13 | 34 | 10000 | -0.1 | 23 | 10000 | -0.1 | 23 | 10000 | -0.1 | 22
| South row - Interior modules |  |  | South row - Interior modules |  |  | South row - Interior modules |  |  | South row - Interior modules |  |  | South row - Interior modules
| An i | cpMS i | mS i | An i | cpMS i | mS i | An i | cpMS i | mS i | An i | cpMS i | mS i | An i | cpMS i | mS i
i = a | 1 | -0.76 | 296 | 1 | -0.42 | 154 | 1 | -0.3 | 109 | 1 | -0.22 | 71 | 1 | -0.25 | 86
i = b | 20 | -0.31 | 107 | 8 | -0.29 | 98 | 6 | -0.24 | 78 | 6 | -0.17 | 51 | 6 | -0.18 | 56
i = c | 80 | -0.2 | 60 | 22 | -0.21 | 65 | 12 | -0.19 | 58 | 13 | -0.13 | 35 | 14 | -0.14 | 39
i = d | 400 | -0.11 | 23 | 150 | -0.13 | 34 | 100 | -0.1 | 23 | 40 | -0.1 | 23 | 50 | -0.1 | 22
i = e | 10000 | -0.11 | 23 | 10000 | -0.13 | 34 | 10000 | -0.1 | 23 | 10000 | -0.1 | 23 | 10000 | -0.1 | 22
Uplift | Roof position 1 |  |  | Roof position 2 |  |  | Roof position 3 |  |  | Roof position 4 |  |  | Roof position 5
| North row - 1st-4th module |  |  | North row - 1st-4th module |  |  | North row - 1st-4th module |  |  | North row - 1st-4th module |  |  | North row - 1st-4th module
| An i | cpML i | mL i | An i | cpML i | mL i | An i | cpML i | mL i | An i | cpML i | mL i | An i | cpML i | mL i
i = a | 1 | -1.01 | 276 | 1 | -0.95 | 244 | 1 | -0.48 | 115 | 1 | -0.5 | 126 | 1 | -0.44 | 100
i = b | 18 | -0.32 | 69 | 7 | -0.69 | 168 | 6 | -0.43 | 96 | 6 | -0.39 | 86 | 6 | -0.41 | 92
i = c | 80 | -0.18 | 31 | 25 | -0.28 | 57 | 12 | -0.28 | 56 | 12 | -0.26 | 50 | 12 | -0.27 | 54
i = d | 300 | -0.11 | 10 | 300 | -0.13 | 16 | 130 | -0.1 | 7 | 110 | -0.1 | 7 | 100 | -0.1 | 7
i = e | 10000 | -0.11 | 10 | 10000 | -0.13 | 16 | 10000 | -0.1 | 7 | 10000 | -0.1 | 7 | 10000 | -0.1 | 7
| North row - Interior modules |  |  | North row - Interior modules |  |  | North row - Interior modules |  |  | North row - Interior modules |  |  | North row - Interior modules
| An i | cpML i | mL i | An i | cpML i | mL i | An i | cpML i | mL i | An i | cpML i | mL i | An i | cpML i | mL i
i = a | 1 | -0.35 | 80 | 1 | -0.94 | 243 | 1 | -0.41 | 95 | 1 | -0.47 | 116 | 1 | -0.43 | 100
i = b | 18 | -0.18 | 31 | 6 | -0.8 | 196 | 6 | -0.36 | 78 | 6 | -0.39 | 89 | 6 | -0.4 | 90
i = c | 38 | -0.13 | 16 | 37 | -0.32 | 70 | 20 | -0.18 | 34 | 12 | -0.27 | 54 | 12 | -0.28 | 57
i = d | 60 | -0.11 | 10 | 280 | -0.13 | 16 | 130 | -0.1 | 7 | 110 | -0.1 | 7 | 100 | -0.1 | 7
i = e | 10000 | -0.11 | 10 | 10000 | -0.13 | 16 | 10000 | -0.1 | 7 | 10000 | -0.1 | 7 | 10000 | -0.1 | 7
| Inner rows, 2nd to 6th row from north - 1st-4th module |  |  | Inner rows, 2nd to 6th row from north - 1st-4th module |  |  | Inner rows, 2nd to 6th row from north - 1st-4th module |  |  | Inner rows, 2nd to 6th row from north - 1st-4th module |  |  | Inner rows, 2nd to 6th row from north - 1st-4th module
| An i | cpML i | mL i | An i | cpML i | mL i | An i | cpML i | mL i | An i | cpML i | mL i | An i | cpML i | mL i
i = a | 1 | -1.06 | 274 | 1 | -0.44 | 114 | 1 | -0.42 | 101 | 1 | -0.38 | 92 | 1 | -0.33 | 74
i = b | 6 | -0.6 | 158 | 12 | -0.24 | 51 | 6 | -0.3 | 68 | 6 | -0.18 | 30 | 6 | -0.17 | 27
i = c | 50 | -0.26 | 51 | 25 | -0.17 | 30 | 16 | -0.2 | 36 | 13 | -0.13 | 15 | 10 | -0.13 | 14
i = d | 400 | -0.11 | 10 | 36 | -0.13 | 16 | 110 | -0.1 | 7 | 30 | -0.1 | 7 | 150 | -0.1 | 7
i = e | 10000 | -0.11 | 10 | 10000 | -0.13 | 16 | 10000 | -0.1 | 7 | 10000 | -0.1 | 7 | 10000 | -0.1 | 7
| Inner rows, 2nd to 6th row from north - Interior modules |  |  | Inner rows, 2nd to 6th row from north - Interior modules |  |  | Inner rows, 2nd to 6th row from north - Interior modules |  |  | Inner rows, 2nd to 6th row from north - Interior modules |  |  | Inner rows, 2nd to 6th row from north - Interior modules
| An i | cpML i | mL i | An i | cpML i | mL i | An i | cpML i | mL i | An i | cpML i | mL i | An i | cpML i | mL i
i = a | 1 | -0.7 | 186 | 1 | -0.43 | 112 | 1 | -0.24 | 49 | 1 | -0.21 | 38 | 1 | -0.21 | 36
i = b | 18 | -0.27 | 58 | 6 | -0.29 | 64 | 6 | -0.21 | 40 | 7 | -0.14 | 21 | 6 | -0.15 | 22
i = c | 38 | -0.19 | 34 | 20 | -0.22 | 42 | 12 | -0.17 | 31 | 13 | -0.12 | 14 | 10 | -0.14 | 20
i = d | 100 | -0.11 | 10 | 150 | -0.13 | 16 | 110 | -0.1 | 7 | 30 | -0.1 | 7 | 150 | -0.1 | 7
i = e | 10000 | -0.11 | 10 | 10000 | -0.13 | 16 | 10000 | -0.1 | 7 | 10000 | -0.1 | 7 | 10000 | -0.1 | 7
| Inner rows, from 7th row from north - 1st-4th module |  |  | Inner rows, from 7th row from north - 1st-4th module |  |  | Inner rows, from 7th row from north - 1st-4th module |  |  | Inner rows, from 7th row from north - 1st-4th module |  |  | Inner rows, from 7th row from north - 1st-4th module
| An i | cpML i | mL i | An i | cpML i | mL i | An i | cpML i | mL i | An i | cpML i | mL i | An i | cpML i | mL i
i = a | 1 | -0.99 | 250 | 1 | -0.44 | 104 | 1 | -0.39 | 99 | 1 | -0.29 | 56 | 1 | -0.3 | 70
i = b | 12 | -0.44 | 102 | 8 | -0.28 | 58 | 6 | -0.28 | 58 | 7 | -0.19 | 34 | 6 | -0.21 | 38
i = c | 80 | -0.21 | 35 | 22 | -0.19 | 33 | 12 | -0.24 | 47 | 14 | -0.16 | 25 | 13 | -0.17 | 27
i = d | 300 | -0.11 | 10 | 150 | -0.13 | 16 | 140 | -0.1 | 7 | 110 | -0.1 | 7 | 70 | -0.1 | 7
i = e | 10000 | -0.11 | 10 | 10000 | -0.13 | 16 | 10000 | -0.1 | 7 | 10000 | -0.1 | 7 | 10000 | -0.1 | 7
| Inner rows, from 7th row from north - Interior modules |  |  | Inner rows, from 7th row from north - Interior modules |  |  | Inner rows, from 7th row from north - Interior modules |  |  | Inner rows, from 7th row from north - Interior modules |  |  | Inner rows, from 7th row from north - Interior modules
| An i | cpML i | mL i | An i | cpML i | mL i | An i | cpML i | mL i | An i | cpML i | mL i | An i | cpML i | mL i
i = a | 1 | -0.59 | 140 | 1 | -0.39 | 93 | 1 | -0.23 | 48 | 1 | -0.23 | 43 | 1 | -0.26 | 52
i = b | 12 | -0.34 | 74 | 6 | -0.32 | 69 | 12 | -0.16 | 24 | 7 | -0.17 | 28 | 6 | -0.19 | 33
i = c | 80 | -0.17 | 28 | 22 | -0.25 | 48 | 52 | -0.13 | 16 | 14 | -0.15 | 22 | 14 | -0.16 | 25
i = d | 300 | -0.11 | 10 | 150 | -0.13 | 16 | 150 | -0.1 | 7 | 110 | -0.1 | 7 | 100 | -0.1 | 7
i = e | 10000 | -0.11 | 10 | 10000 | -0.13 | 16 | 10000 | -0.1 | 7 | 10000 | -0.1 | 7 | 10000 | -0.1 | 7
| South row - 1st-4th module |  |  | South row - 1st-4th module |  |  | South row - 1st-4th module |  |  | South row - 1st-4th module |  |  | South row - 1st-4th module
| An i | cpML i | mL i | An i | cpML i | mL i | An i | cpML i | mL i | An i | cpML i | mL i | An i | cpML i | mL i
i = a | 1 | -0.84 | 224 | 1 | -0.45 | 110 | 1 | -0.43 | 100 | 1 | -0.42 | 93 | 1 | -0.38 | 82
i = b | 20 | -0.35 | 82 | 12 | -0.24 | 48 | 6 | -0.31 | 67 | 6 | -0.2 | 34 | 7 | -0.21 | 40
i = c | 80 | -0.21 | 37 | 23 | -0.18 | 34 | 12 | -0.23 | 45 | 13 | -0.14 | 19 | 13 | -0.15 | 23
i = d | 400 | -0.11 | 10 | 36 | -0.13 | 16 | 180 | -0.1 | 7 | 110 | -0.1 | 7 | 40 | -0.1 | 7
i = e | 10000 | -0.11 | 10 | 10000 | -0.13 | 16 | 10000 | -0.1 | 7 | 10000 | -0.1 | 7 | 10000 | -0.1 | 7
| South row - Interior modules |  |  | South row - Interior modules |  |  | South row - Interior modules |  |  | South row - Interior modules |  |  | South row - Interior modules
| An i | cpML i | mL i | An i | cpML i | mL i | An i | cpML i | mL i | An i | cpML i | mL i | An i | cpML i | mL i
i = a | 1 | -0.76 | 199 | 1 | -0.44 | 100 | 1 | -0.3 | 66 | 1 | -0.23 | 49 | 1 | -0.25 | 47
i = b | 20 | -0.31 | 68 | 8 | -0.28 | 64 | 6 | -0.24 | 49 | 6 | -0.17 | 27 | 6 | -0.18 | 32
i = c | 80 | -0.18 | 31 | 22 | -0.21 | 39 | 12 | -0.2 | 36 | 13 | -0.13 | 19 | 14 | -0.14 | 19
i = d | 400 | -0.11 | 10 | 150 | -0.13 | 16 | 100 | -0.1 | 7 | 40 | -0.1 | 7 | 50 | -0.1 | 7
i = e | 10000 | -0.11 | 10 | 10000 | -0.13 | 16 | 10000 | -0.1 | 7 | 10000 | -0.1 | 7 | 10000 | -0.1 | 7
Parapet correction kp
|  |  |  | Sliding |  |  |  |  | Uplift
|  | Roof position 1 | Roof position 2 | Roof position 3 | Roof position 4 | Roof position 5 | Roof position 1 | Roof position 2 | Roof position 3 | Roof position 4 | Roof position 5
|  | kp [-] | kp [-] | kp [-] | kp [-] | kp [-] | kp [-] | kp [-] | kp [-] | kp [-] | kp [-]
Parapet factor | hp/h = ? | 1 | 1 | 1 | 1 | 1 | 1 | 1 | 1 | 1 | 1
Parapet factors | hp/h = 0.0 | 1 | 1 | 1 | 1 | 1 | 1 | 1 | 1 | 1 | 1
| hp/h = 0.1 | 0.9914 | 0.99 | 1.54 | 1.08 | 0.89 | 1.05 | 1 | 1.64 | 1.14 | 0.9
| hp/h = 0.2 | 0.76173 | 0.92 | 1.84 | 1.53 | 1.12 | 0.81 | 0.92 | 1.96 | 1.62 | 1.12
Sliding | Roof position 1 |  | Roof position 2 |  | Roof position 3 |  | Roof position 4 |  | Roof position 5
| A i | kp i | A i | kp i | A i | kp i | A i | kp i | A i | kp i
| P1 - hp/h = 0.1 | 0 | P2 - hp/h = 0.1 | 0 | P3 - hp/h = 0.1 | 0 | P4 - hp/h = 0.1 | 0 | P5 - hp/h = 0.1 | 0
i = a | 1 | 1.05 | 1 | 0.99 | 1 | 1.54 | 1 | 1.08 | 1 | 0.89
i = b | 71 | 1.05 | 184 | 0.99 | 106 | 1.54 | 100 | 1.08 | 160 | 0.89
i = c | 368 | 0.72 | 368 | 0.92 | 368 | 1.27 | 366 | 0.91 | 366 | 0.8
i = d | 1000 | 0.72 | 1000 | 0.92 | 1000 | 1.27 | 1000 | 0.91 | 1000 | 0.8
| A i | kp i | A i | kp i | A i | kp i | A i | kp i | A i | kp i
| P1 - hp/h = 0.2 | 0 | P2 - hp/h = 0.2 | 0 | P3 - hp/h = 0.2 | 0 | P4 - hp/h = 0.2 | 0 | P5 - hp/h = 0.2 | 0
i = a | 1 | 0.81 | 1 | 0.92 | 1 | 1.84 | 1 | 1.53 | 1 | 1.12
i = b | 33 | 0.81 | 184 | 0.92 | 98 | 1.84 | 142 | 1.53 | 106 | 1.12
i = c | 368 | 0.7 | 368 | 0.92 | 368 | 1.55 | 366 | 1.27 | 366 | 0.8
i = d | 1000 | 0.7 | 1000 | 0.92 | 1000 | 1.55 | 1000 | 1.27 | 1000 | 0.8
Uplift | Roof position 1 |  | Roof position 2 |  | Roof position 3 |  | Roof position 4 |  | Roof position 5
| A i | kp i | A i | kp i | A i | kp i | A i | kp i | A i | kp i
| P1 - hp/h = 0.1 | 0 | P2 - hp/h = 0.1 | 0 | P3 - hp/h = 0.1 | 0 | P4 - hp/h = 0.1 | 0 | P5 - hp/h = 0.1 | 0
i = a | 1 | 1.05 | 1 | 1 | 1 | 1.64 | 1 | 1.14 | 1 | 0.9
i = b | 71 | 1.05 | 184 | 1 | 106 | 1.64 | 100 | 1.14 | 160 | 0.9
i = c | 368 | 0.72 | 368 | 0.92 | 368 | 1.4 | 366 | 1 | 366 | 0.8
i = d | 1000 | 0.72 | 1000 | 0.92 | 1000 | 1.4 | 1000 | 1 | 1000 | 0.8
| A i | kp i | A i | kp i | A i | kp i | A i | kp i | A i | kp i
| P1 - hp/h = 0.2 | 0 | P2 - hp/h = 0.2 | 0 | P3 - hp/h = 0.2 | 0 | P4 - hp/h = 0.2 | 0 | P5 - hp/h = 0.2 | 0
i = a | 1 | 0.81 | 1 | 0.92 | 1 | 1.96 | 1 | 1.62 | 1 | 1.12
i = b | 33 | 0.81 | 184 | 0.92 | 98 | 1.96 | 142 | 1.62 | 106 | 1.12
i = c | 368 | 0.7 | 368 | 0.92 | 368 | 1.7 | 366 | 1.4 | 366 | 0.8
i = d | 1000 | 0.7 | 1000 | 0.92 | 1000 | 1.7 | 1000 | 1.4 | 1000 | 0.8

## wind load calc_5d
Ecolibrium Solar, Inc. | [5 empty] | The yellow cells have to be filled out depending on the project.
Solar ballasted roof mount system EcoFoot 3 | [5 empty] | The turquoise cells are calculated.
with 5deg tilt angle
Ballast design
Project data
Project: | Westside Foundry |  | Language: | English
Postal code: | 30318 |  | Site: | 1530 Ellsworth Industrial Blvd
Person in charge: | Ted Bleeker |  | Country: | USA
Date: | 2016-10-13 |  | Standard: | ASCE/SEI 7-10
Required parameters of the photovoltaic roofing system | [12 empty] | Definition:
Characteristics of the PV system | [12 empty] | Wind direction north corresponds to wind blowing on the north façade of the flat-roofed building.
Module's weight / module's area: | 13.2433 | kg/m² | Module angled at: | 5 | ° to the roof surface | Deflector angled at: | 67.9 | ° to the roof surface
Substructure's weight / module's area: | 2.8588 | kg/m² | Module's width: | 0.99212 | m | Deflector's width: | 0.23 | m
Dead weight / module's area: | 16.102 | kg/m² | Module's length: | 1.9561 | m | Deflector's length: | 1.9561 | m
Module's weight: | 25.7005 | kg | Module's area: | 1.9406 | m² | Deflector's area: | 0.44989 | m² |  |  | setback a | [9 empty] | setback a |  |  | setback a | [9 empty] | setback a
Substructure's weight: | 5.5479 | kg
Wind profile at the site | [12 empty] | For east winds with wind directions from 0° to 180°. | [12 empty] | For west winds with wind directions from 180° to 360°.
Peak velocity pressure: | 1.135 | kN/m²
Exposure category: | Exp. B | -
[10 empty] | setback a |  | North edge | [10 empty] | setback a |  | North edge
Roof properties
[11 empty] | West edge | North row Interior modules | North row Interior modules | North row 1st-10th module | North row Interior modules | North row 1st-10th module | North row Interior modules | North row 1st-10th module | North row Interior modules | North row 1st-10th module | East edge |  |  | West edge | North row 1st-10th module | North row Interior modules | North row 1st-10th module | North row Interior modules | North row 1st-10th module | North row Interior modules | North row 1st-10th module | North row Interior modules | North row Interior modules | East edge
Coefficient of static friction | 0.32 | -
Roof slope: | 1.1935 | °
On inclined roofs the downhill-slope force of the PV-system has to be compensated for by additional ballast. On duopitch roofs the downhill-slope force can be compensated for on both roof sides if the roof slope is lower than 5° and if the installed system is statically connected over the high or low point of the roof. Furthermore, the system has to be sufficiently rigid in such a way that no local displacement of the system due to the downhill-slope force can occur and that all system properties (overall weight, static friction coefficient ≥0,5, array size, distribution within an array, module area, etc.) are identical on both inclined roof sides. Is the downhill-slope force negligible due to the above mentioned reasons? | [7 empty] | Nein / No |  |  |  | Inner row Interior modules | Inner row Interior modules | Inner row 1st-10th module | Inner row Interior modules | Inner row 1st-10th module | Inner row Interior modules | Inner row 1st-10th module | Inner row Interior modules | Inner row 1st-10th module |  | 20 |  |  | Inner row 1st-10th module | Inner row Interior modules | Inner row 1st-10th module | Inner row Interior modules | Inner row 1st-10th module | Inner row Interior modules | Inner row 1st-10th module | Inner row Interior modules | Inner row Interior modules |  | 20
[22 empty] | m | [12 empty] | m
[12 empty] | Inner row Interior modules | Inner row Interior modules | Inner row 1st-10th module | Inner row Interior modules | Inner row 1st-10th module | Inner row Interior modules | Inner row 1st-10th module | Inner row Interior modules | Inner row 1st-10th module |  | L1 |  |  | Inner row 1st-10th module | Inner row Interior modules | Inner row Interior modules | Inner row Interior modules | Inner row 1st-10th module | Inner row Interior modules | Inner row 1st-10th module | Inner row Interior modules | Inner row Interior modules |  | L1
Loaded area of the PV array
With the loaded area the structural interconnection of the system is taken into account. | [11 empty] | Inner row Interior modules | Inner row Interior modules | Inner row 1st-10th module | Inner row Interior modules | Inner row 1st-10th module | Inner row Interior modules | Inner row 1st-10th module | South row (only if array interrupted) Interior modules | South row (only if array interrupted) 1st-10th module |  |  |  |  | South row (only if array interrupted) 1st-10th module | South row (only if array interrupted) Interior modules | Inner row Interior modules | Inner row Interior modules | Inner row 1st-10th module | Inner row Interior modules | Inner row 1st-10th module | Inner row Interior modules | Inner row Interior modules
Load case 'Uplift' |  |  |  | Load case 'Sliding'
Number of modules which share loads: | 9 |  |  | Number of modules which share loads: | 48
Applied number of modules which share loads: | 9 |  |  | Applied number of modules which share loads: | 48 | [6 empty] | Inner row Interior modules | Inner row Interior modules | Inner row 1st-10th module | Inner row Interior modules | Inner row 1st-10th module | Inner row Interior modules | Inner row 1st-10th module | North row (only if array interrupted) Interior modules | North row (only if array interrupted) 1st-10th module |  |  |  |  | North row (only if array interrupted) 1st-10th module | North row (only if array interrupted) Interior modules | Inner row 1st-10th module | Inner row Interior modules | Inner row 1st-10th module | Inner row Interior modules | Inner row 1st-10th module | Inner row Interior modules | Inner row Interior modules
FOR USE IN SOFTWARE:
[9 empty] | ¦ |  |  | Inner row Interior modules | Inner row Interior modules | Inner row 1st-10th module | Inner row Interior modules | Inner row 1st-10th module | Inner row Interior modules | Inner row 1st-10th module | Inner row Interior modules | Inner row 1st-10th module |  |  |  |  | Inner row 1st-10th module | Inner row Interior modules | Inner row 1st-10th module | Inner row Interior modules | Inner row 1st-10th module | Inner row Interior modules | Inner row 1st-10th module | Inner row Interior modules | Inner row Interior modules
Ballast design for wind loads |  |  | Load factors for wind and dead load: | [5 empty] | V
|  |  | according to ASCE/SEI 7-10 | Load factor for uplift [-]: | Load factor for sliding [-]: | Load factor for dead load I [-]: | Load factor for dead load II [-]: |  | User Input
[9 empty] | Load Sharing Areas |  |  | Inner row Interior modules | Inner row Interior modules | Inner row 1st-10th module | Inner row Interior modules | Inner row 1st-10th module | Inner row Interior modules | Inner row 1st-10th module | Inner row Interior modules | Inner row 1st-10th module |  |  |  |  | Inner row 1st-10th module | Inner row Interior modules | Inner row Interior modules | Inner row Interior modules | Inner row 1st-10th module | Inner row Interior modules | Inner row 1st-10th module | Inner row Interior modules | Inner row Interior modules
|  |  |  | 1 | 1 | 0.9 | 0.9 |  | (Converted to lbs)
Design ballast in kg/module | [5 empty] | Portrait with wind deflector |  | MAX WITH WIND DEFLECTOR | MAX WITHOUT WIND DEFLECTOR
Array zone |  |  | Roof zone | Design ballast for uplift | Design ballast for sliding | Design ballast for uplift | Design ballast for sliding |  |  |  |  | Inner row Interior modules | Inner row Interior modules | Inner row 1st-10th module | Inner row Interior modules | Inner row 1st-10th module | Inner row Interior modules | Inner row 1st-10th module | Inner row Interior modules | Inner row 1st-10th module |  |  |  |  | Inner row 1st-10th module | Inner row Interior modules | Inner row 1st-10th module | Inner row Interior modules | Inner row 1st-10th module | Inner row Interior modules | Inner row 1st-10th module | Inner row Interior modules | Inner row Interior modules
Roof position 1
North row |  |  | 1st-10th module |  |  | 59.8449 | 35.0234 | 59.8449 | 131.9353 |  |  | Inner row Interior modules | Inner row Interior modules | Inner row 1st-10th module | Inner row Interior modules | Inner row 1st-10th module | Inner row Interior modules | Inner row 1st-10th module | Inner row Interior modules | Inner row 1st-10th module |  |  |  |  | Inner row 1st-10th module | Inner row Interior modules | Inner row 1st-10th module | Inner row Interior modules | Inner row 1st-10th module | Inner row Interior modules | Inner row 1st-10th module | Inner row Interior modules | Inner row Interior modules
|  |  | Interior modules |  |  | 38.7288 | 22.2582 | 38.7288 | 85.3823 | [12 empty] | 51.9328 | [12 empty] | 51.9328
Inner rows, 2nd to 4th row from north | #REF! | #REF! | 1st-10th module |  |  | 33.4402 | 40.2856 | 40.2856 | 88.8144 | [12 empty] | m | [12 empty] | m
#REF! | #REF! | #REF! | Interior modules |  |  | 26.0576 | 22.2582 | 26.0576 | 57.4471 |  |  | Inner row Interior modules | Inner row Interior modules | Inner row 1st-10th module | Inner row Interior modules | Inner row 1st-10th module | Inner row Interior modules | Inner row 1st-10th module | Inner row Interior modules | Inner row 1st-10th module |  | L2 |  |  | Inner row 1st-10th module | Inner row Interior modules | Inner row 1st-10th module | Inner row Interior modules | Inner row 1st-10th module | Inner row Interior modules | Inner row 1st-10th module | Inner row Interior modules | Inner row Interior modules |  | L2
Inner rows, from 5th row from north | #REF! | #REF! | 1st-10th module |  |  | 35.3415 | 26.0689 | 35.3415 | 77.9145
#REF! | #REF! | #REF! | Interior modules |  |  | 7.3867 | 22.2582 | 22.2582 | 49.0708
South row | #REF! | #REF! | 1st-10th module |  |  | 21.9211 | 31.8053 | 31.8053 | 70.1186 |  |  | Inner row Interior modules | Inner row Interior modules | Inner row 1st-10th module | Inner row Interior modules | Inner row 1st-10th module | Inner row Interior modules | Inner row 1st-10th module | Inner row Interior modules | Inner row 1st-10th module |  |  |  |  | Inner row 1st-10th module | Inner row Interior modules | Inner row 1st-10th module | Inner row Interior modules | Inner row 1st-10th module | Inner row Interior modules | Inner row 1st-10th module | Inner row Interior modules | Inner row Interior modules
#REF! | #REF! | #REF! | Interior modules |  |  | 11.3513 | 22.2582 | 22.2582 | 49.0708
Roof position 2
North row | 0 | 0 | 1st-10th module |  |  | 69.3847 | 50.6768 | 69.3847 | 152.9669 |  |  | Inner row Interior modules | Inner row Interior modules | Inner row 1st-10th module | Inner row Interior modules | Inner row 1st-10th module | Inner row Interior modules | Inner row 1st-10th module | Inner row Interior modules | Inner row 1st-10th module |  |  |  |  | Inner row 1st-10th module | Inner row Interior modules | Inner row 1st-10th module | Inner row Interior modules | Inner row 1st-10th module | Inner row Interior modules | Inner row 1st-10th module | Inner row Interior modules | Inner row Interior modules
0 | 0 | 0 | Interior modules |  |  | 64.4363 | 44.9606 | 64.4363 | 142.0575
Inner rows, 2nd to 4th row from north | #REF! | #REF! | 1st-10th module |  |  | 38.7188 | 52.3032 | 52.3032 | 115.3086
#REF! | #REF! | #REF! | Interior modules |  |  | 35.9283 | 49.3213 | 49.3213 | 108.7348 |  |  | Inner row Interior modules | Inner row Interior modules | Inner row 1st-10th module | Inner row Interior modules | Inner row 1st-10th module | Inner row Interior modules | Inner row 1st-10th module | Inner row Interior modules | Inner row 1st-10th module |  |  |  |  | Inner row 1st-10th module | Inner row Interior modules | Inner row 1st-10th module | Inner row Interior modules | Inner row 1st-10th module | Inner row Interior modules | Inner row 1st-10th module | Inner row Interior modules | Inner row Interior modules
Inner rows, from 5th row from north | #REF! | #REF! | 1st-10th module |  |  | 26.901 | 40.5511 | 40.5511 | 89.3998
#REF! | #REF! | #REF! | Interior modules |  |  | 26.8173 | 43.6514 | 43.6514 | 96.2348
South row | #REF! | #REF! | 1st-10th module |  |  | 26.6561 | 40.1764 | 40.1764 | 88.5737 |  |  | South row Interior modules | South row Interior modules | South row 1st-10th module | South row Interior modules | South row 1st-10th module | South row Interior modules | South row 1st-10th module | South row Interior modules | South row 1st-10th module |  |  |  |  | South row 1st-10th module | South row Interior modules | South row 1st-10th module | South row Interior modules | South row 1st-10th module | South row Interior modules | South row 1st-10th module | South row Interior modules | South row Interior modules
#REF! | #REF! | #REF! | Interior modules |  |  | 22.1885 | 41.0187 | 41.0187 | 90.4307
Roof position 3
North row | 0 | 0 | 1st-10th module |  |  | 34.3753 | 37.6531 | 37.6531 | 83.0108 | setback a |  | South edge | [10 empty] | setback a |  | South edge
0 | 0 | 0 | Interior modules |  |  | 19.302 | 32.5136 | 32.5136 | 71.6801
Inner rows, 2nd to 4th row from north | #REF! | #REF! | 1st-10th module |  |  | 29.2395 | 36.731 | 36.731 | 80.9778 |  |  |  |  | only if array interrupted |  | only if array interrupted |  | only if array interrupted | [8 empty] | only if array interrupted |  | only if array interrupted |  | only if array interrupted
#REF! | #REF! | #REF! | Interior modules |  |  | 4.6438 | 28.1972 | 28.1972 | 62.1642
Inner rows, from 5th row from north | #REF! | #REF! | 1st-10th module |  |  | 19.7712 | 27.1896 | 27.1896 | 59.9427
#REF! | #REF! | #REF! | Interior modules |  |  | 4.0044 | 23.8196 | 23.8196 | 52.5132 |  | 35.4024 |  |  |  | 20 |  | 20 |  | 20 |  |  |  |  | 20 |  |  | 20 |  | 20 |  | 35.4024
South row | #REF! | #REF! | 1st-10th module |  |  | 18.6418 | 33.146 | 33.146 | 73.0743 |  | m |  |  |  | m |  | m |  | m |  |  |  |  | m |  |  | m |  | m |  | m
#REF! | #REF! | #REF! | Interior modules |  |  | 4.8117 | 23.8196 | 23.8196 | 52.5132 |  | L6 |  |  |  | L5 |  | L4 |  | L3 |  |  |  |  | L3 |  |  | L4 |  | L5 |  | L6
Roof position 4
North row | 0 | 0 | 1st-10th module |  |  | 31.5488 | 29.2223 | 31.5488 | 69.5532
0 | 0 | 0 | Interior modules |  |  | 25.7049 | 30.1383 | 30.1383 | 66.4435
Inner rows, 2nd to 4th row from north | #REF! | #REF! | 1st-10th module |  |  | 20.3588 | 30.6447 | 30.6447 | 67.5598
#REF! | #REF! | #REF! | Interior modules |  |  | 11.565 | 22.4469 | 22.4469 | 49.4869
Inner rows, from 5th row from north | #REF! | #REF! | 1st-10th module |  |  | 15.3224 | 22.7614 | 22.7614 | 50.1803
#REF! | #REF! | #REF! | Interior modules |  |  | 2.4012 | 19.7394 | 19.7394 | 43.5178
South row | #REF! | #REF! | 1st-10th module |  |  | 8.3784 | 22.808 | 22.808 | 50.283
#REF! | #REF! | #REF! | Interior modules |  |  | -0.80275 | 23.8196 | 23.8196 | 52.5132
Roof position 5
North row |  |  | 1st-10th module |  |  | 29.1676 | 30.373 | 30.373 | 66.9609
|  |  | Interior modules |  |  | 29.8166 | 32.1464 | 32.1464 | 70.8706
Inner rows, 2nd to 4th row from north |  |  | 1st-10th module |  |  | 28.9081 | 30.1749 | 30.1749 | 66.5242
|  |  | Interior modules |  |  | 13.4305 | 23.4144 | 23.4144 | 51.6198
Inner rows, from 5th row from north |  |  | 1st-10th module |  |  | -0.80308 | 15.8031 | 15.8031 | 34.8398
|  |  | Interior modules |  |  | -0.80308 | 15.8031 | 15.8031 | 34.8398
South row |  |  | 1st-10th module |  |  | 0.62172 | 15.8031 | 15.8031 | 34.8398
|  |  | Interior modules |  |  | -0.80308 | 15.8031 | 15.8031 | 34.8398
Authoritative for the required ballast is if a module or its substructure are situated partly in the aforementioned roof zones or array zones.
Pitch angle correction | Load case | Uplift |  | Sliding
| Roof pitch angle | 1.1935 | ° | 1.1935 | °
| Correction coefficient | 1.0002 | - | 1.0699 | -
| Country | Standard | Peak velocity pressure [kN/m²] | Exposure category | Load factor for uplift [-] | Load factor for sliding [-] | Load factor for dead load I [-] | Load factor for dead load II [-]
| USA | ASCE/SEI 7-10 | 1.135 | Exp. B | 1 | 1 | 0.9 | 0.9
Ja / Yes | USA II | ASCE/SEI 7-05 | 1.135 | Exp. B | 1.6 | 1.6 | 0.9 | 0.9
Nein / No
Inner row

## int. presets cp_5d+wd (hidden)
Ecolibrium Solar, Inc. | [7 empty] | The yellow cells have to be filled out depending on the project.
Solar ballasted roof mount system EcoFoot 3 | [7 empty] | The turquoise cells are calculated.
with 5deg tilt angle
Pressure coefficients
Project data
Project: | Westside Foundry |  | Language: | English
Postal code: | 30318 |  | Site: | 1530 Ellsworth Industrial Blvd
Person in charge: | Ted Bleeker |  | Country: | ASCE/SEI 7-10
Date: | 2016-10-13 |  | Standard: | USA
|  |  |  | Building width: | 95.4024 | m
Load case 'Uplift' |  | A = |  | Building length: | 71.9328 | m
Applied number of modules which share loads: | 9 | 17.4658 |  | Roof height: | 7.3152 | m
|  |  |  | Module's length: | 1.9561 | m
Load case 'Sliding' |  | A = |  | Module's width: | 0.99212 | m
Applied number of modules which share loads: | 48 | 93.1511 |  | hp/h: | 0 | -
Interpolated pressure coefficients
|  |  |  | Sliding |  |  |  |  | Uplift
|  | Roof position 1 | Roof position 2 | Roof position 3 | Roof position 4 | Roof position 5 | Roof position 1 | Roof position 2 | Roof position 3 | Roof position 4 | Roof position 5
|  | cpMSn [-] | cpMSn [-] | cpMSn [-] | cpMSn [-] | cpMSn [-] | cpMLn [-] | cpMLn [-] | cpMLn [-] | cpMLn [-] | cpMLn [-]
North row | 1st-10th module | -0.1983 | -0.22504 | -0.17029 | -0.1736 | -0.17483 | -0.33429 | -0.41673 | -0.28825 | -0.25096 | -0.25899
| Interior modules | -0.15 | -0.2044 | -0.15655 | -0.16432 | -0.17981 | -0.25964 | -0.39067 | -0.21617 | -0.2402 | -0.25899
Inner rows, 2nd to 4th row from north | 1st-10th module | -0.18678 | -0.22917 | -0.17098 | -0.18032 | -0.18034 | -0.27151 | -0.29267 | -0.23544 | -0.22048 | -0.2365
| Interior modules | -0.15 | -0.22006 | -0.15069 | -0.15459 | -0.16136 | -0.21008 | -0.27913 | -0.15924 | -0.17805 | -0.19215
Inner rows, from 5th row from north | 1st-10th module | -0.16069 | -0.19809 | -0.14593 | -0.15722 | -0.14 | -0.28141 | -0.25167 | -0.20844 | -0.19941 | -0.12
| Interior modules | -0.15 | -0.20386 | -0.13 | -0.14 | -0.14 | -0.16735 | -0.25052 | -0.15679 | -0.14555 | -0.12
South row | 1st-10th module | -0.17457 | -0.19333 | -0.16087 | -0.14861 | -0.14 | -0.24592 | -0.23197 | -0.21499 | -0.17513 | -0.12646
| Interior modules | -0.15 | -0.19668 | -0.13 | -0.13 | -0.14 | -0.17402 | -0.21959 | -0.16125 | -0.13832 | -0.12
|  | cpDSn [-] | cpDSn [-] | cpDSn [-] | cpDSn [-] | cpDSn [-] | cpDLn [-] | cpDLn [-] | cpDLn [-] | cpDLn [-] | cpDLn [-]
North row | 1st-10th module | -0.0057707 | 0.036632 | 0.072014 | 0.010679 | 0.015404 | -0.36714 | 0.13617 | 0.27716 | -0.018895 | 0.18224
| Interior modules | 0.017266 | 0.044801 | 0.0689 | 0.036758 | 0.015977 | -0.24964 | 0.065823 | 0.14652 | 0.12678 | 0.15242
Inner rows, 2nd to 4th row from north | 1st-10th module | 0.053084 | 0.038104 | 0.064608 | 0.0052003 | 0.0021508 | 0.12898 | 0.12805 | -0.090049 | 0.14712 | -0.062715
| Interior modules | 0.017266 | 0.038762 | 0.053916 | 0.0084907 | -3.2964e-05 | -0.23353 | 0.10166 | 0.16972 | 0.066492 | 0.14186
Inner rows, from 5th row from north | 1st-10th module | 0.018496 | 0.030208 | 0.057799 | 0.0047882 | -0.0024921 | 0.15463 | 0.20278 | 0.036637 | 0.13792 | -0.028224
| Interior modules | 0.017266 | 0.037572 | 0.070784 | 0.022832 | -0.0024921 | 0.13635 | 0.19351 | 0.17105 | 0.11634 | -0.028224
South row | 1st-10th module | 0.025173 | 0.038147 | 0.063568 | 0.023823 | -0.0024921 | 0.36588 | -0.010962 | 0.16336 | 0.17956 | -0.019915
| Interior modules | 0.017266 | 0.036281 | 0.070784 | 0.070784 | -0.0024921 | 0.030355 | 0.052938 | 0.18494 | 0.18101 | -0.028224
Final choice of pressure coefficients
|  |  |  | Sliding |  |  |  |  | Uplift
|  | Roof position 1 | Roof position 2 | Roof position 3 | Roof position 4 | Roof position 5 | Roof position 1 | Roof position 2 | Roof position 3 | Roof position 4 | Roof position 5
|  | cpMSn [-] | cpMSn [-] | cpMSn [-] | cpMSn [-] | cpMSn [-] | cpMLn [-] | cpMLn [-] | cpMLn [-] | cpMLn [-] | cpMLn [-]
North row | 1st-10th module | -0.1983 | -0.22504 | -0.17029 | -0.1736 | -0.17483 | -0.33429 | -0.41673 | -0.28825 | -0.25096 | -0.25899
| Interior modules | -0.15 | -0.2044 | -0.15655 | -0.16432 | -0.17981 | -0.25964 | -0.39067 | -0.21617 | -0.2402 | -0.25899
Inner rows, 2nd to 4th row from north | 1st-10th module | -0.18678 | -0.22917 | -0.17098 | -0.18032 | -0.18034 | -0.27151 | -0.29267 | -0.23544 | -0.22048 | -0.2365
| Interior modules | -0.15 | -0.22006 | -0.15069 | -0.15459 | -0.16136 | -0.21008 | -0.27913 | -0.15924 | -0.17805 | -0.19215
Inner rows, from 5th row from north | 1st-10th module | -0.16069 | -0.19809 | -0.14593 | -0.15722 | -0.14 | -0.28141 | -0.25167 | -0.20844 | -0.19941 | -0.12
| Interior modules | -0.15 | -0.20386 | -0.13 | -0.14 | -0.14 | -0.16735 | -0.25052 | -0.15679 | -0.14555 | -0.12
South row | 1st-10th module | -0.17457 | -0.19333 | -0.16087 | -0.14861 | -0.14 | -0.24592 | -0.23197 | -0.21499 | -0.17513 | -0.12646
| Interior modules | -0.15 | -0.19668 | -0.13 | -0.13 | -0.14 | -0.17402 | -0.21959 | -0.16125 | -0.13832 | -0.12
|  | cpDSn [-] | cpDSn [-] | cpDSn [-] | cpDSn [-] | cpDSn [-] | cpDLn [-] | cpDLn [-] | cpDLn [-] | cpDLn [-] | cpDLn [-]
North row | 1st-10th module | -0.0057707 | 0.036632 | 0.072014 | 0.010679 | 0.015404 | -0.36714 | 0.13617 | 0.27716 | -0.018895 | 0.18224
| Interior modules | 0.017266 | 0.044801 | 0.0689 | 0.036758 | 0.015977 | -0.24964 | 0.065823 | 0.14652 | 0.12678 | 0.15242
Inner rows, 2nd to 4th row from north | 1st-10th module | 0.053084 | 0.038104 | 0.064608 | 0.0052003 | 0.0021508 | 0.12898 | 0.12805 | -0.090049 | 0.14712 | -0.062715
| Interior modules | 0.017266 | 0.038762 | 0.053916 | 0.0084907 | -3.2964e-05 | -0.23353 | 0.10166 | 0.16972 | 0.066492 | 0.14186
Inner rows, from 5th row from north | 1st-10th module | 0.018496 | 0.030208 | 0.057799 | 0.0047882 | -0.0024921 | 0.15463 | 0.20278 | 0.036637 | 0.13792 | -0.028224
| Interior modules | 0.017266 | 0.037572 | 0.070784 | 0.022832 | -0.0024921 | 0.13635 | 0.19351 | 0.17105 | 0.11634 | -0.028224
South row | 1st-10th module | 0.025173 | 0.038147 | 0.063568 | 0.023823 | -0.0024921 | 0.36588 | -0.010962 | 0.16336 | 0.17956 | -0.019915
| Interior modules | 0.017266 | 0.036281 | 0.070784 | 0.070784 | -0.0024921 | 0.030355 | 0.052938 | 0.18494 | 0.18101 | -0.028224
Pressure coefficients deflector cpD
|  |  |  | Sliding |  |  |  |  | Uplift
|  | Roof position 1 | Roof position 2 | Roof position 3 | Roof position 4 | Roof position 5 | Roof position 1 | Roof position 2 | Roof position 3 | Roof position 4 | Roof position 5
|  | cpDSn [-] | cpDSn [-] | cpDSn [-] | cpDSn [-] | cpDSn [-] | cpDLn [-] | cpDLn [-] | cpDLn [-] | cpDLn [-] | cpDLn [-]
North row | 1st-10th module | -0.0057707 | 0.036632 | 0.072014 | 0.010679 | 0.015404 | -0.36714 | 0.13617 | 0.27716 | -0.018895 | 0.18224
| Interior modules | 0.017266 | 0.044801 | 0.0689 | 0.036758 | 0.015977 | -0.24964 | 0.065823 | 0.14652 | 0.12678 | 0.15242
Inner rows, 2nd to 4th row from north | 1st-10th module | 0.053084 | 0.038104 | 0.064608 | 0.0052003 | 0.0021508 | 0.12898 | 0.12805 | -0.090049 | 0.14712 | -0.062715
| Interior modules | 0.017266 | 0.038762 | 0.053916 | 0.0084907 | -3.2964e-05 | -0.23353 | 0.10166 | 0.16972 | 0.066492 | 0.14186
Inner rows, from 5th row from north | 1st-10th module | 0.018496 | 0.030208 | 0.057799 | 0.0047882 | -0.0024921 | 0.15463 | 0.20278 | 0.036637 | 0.13792 | -0.028224
| Interior modules | 0.017266 | 0.037572 | 0.070784 | 0.022832 | -0.0024921 | 0.13635 | 0.19351 | 0.17105 | 0.11634 | -0.028224
South row | 1st-10th module | 0.025173 | 0.038147 | 0.063568 | 0.023823 | -0.0024921 | 0.36588 | -0.010962 | 0.16336 | 0.17956 | -0.019915
| Interior modules | 0.017266 | 0.036281 | 0.070784 | 0.070784 | -0.0024921 | 0.030355 | 0.052938 | 0.18494 | 0.18101 | -0.028224
Normalised loaded area An
|  |  |  | Sliding |  |  |  |  | Uplift |  |  |  |  | Exponent
|  | Roof position 1 | Roof position 2 | Roof position 3 | Roof position 4 | Roof position 5 | Roof position 1 | Roof position 2 | Roof position 3 | Roof position 4 | Roof position 5 | Roof position 1 | Roof position 2 | Roof position 3 | Roof position 4 | Roof position 5
|  | An [-] | An [-] | An [-] | An [-] | An [-] | An [-] | An [-] | An [-] | An [-] | An [-] | g [-] | g [-] | g [-] | g [-] | g [-]
North row | 1st-10th module | 254.6782 | 332.9153 | 222.7516 | 194.8273 | 149.0418 | 47.7522 | 62.4216 | 41.7659 | 36.5301 | 27.9453 | -1 | -0.5 | -1.25 | -1.5 | -2
| Interior modules | 254.6782 | 332.9153 | 222.7516 | 194.8273 | 149.0418 | 47.7522 | 62.4216 | 41.7659 | 36.5301 | 27.9453 | -1 | -0.5 | -1.25 | -1.5 | -2
Inner rows, 2nd to 4th row from north | 1st-10th module | 435.1867 | 291.1808 | 222.7516 | 194.8273 | 149.0418 | 81.5975 | 54.5964 | 41.7659 | 36.5301 | 27.9453 | 0 | -0.75 | -1.25 | -1.5 | -2
| Interior modules | 435.1867 | 291.1808 | 222.7516 | 194.8273 | 149.0418 | 81.5975 | 54.5964 | 41.7659 | 36.5301 | 27.9453 | 0 | -0.75 | -1.25 | -1.5 | -2
Inner rows, from 5th row from north | 1st-10th module | 435.1867 | 291.1808 | 222.7516 | 194.8273 | 194.8273 | 81.5975 | 54.5964 | 41.7659 | 36.5301 | 36.5301 | 0 | -0.75 | -1.25 | -1.5 | -1.5
| Interior modules | 435.1867 | 291.1808 | 222.7516 | 194.8273 | 194.8273 | 81.5975 | 54.5964 | 41.7659 | 36.5301 | 36.5301 | 0 | -0.75 | -1.25 | -1.5 | -1.5
South row | 1st-10th module | 435.1867 | 291.1808 | 222.7516 | 194.8273 | 194.8273 | 81.5975 | 54.5964 | 41.7659 | 36.5301 | 36.5301 | 0 | -0.75 | -1.25 | -1.5 | -1.5
| Interior modules | 435.1867 | 291.1808 | 222.7516 | 194.8273 | 194.8273 | 81.5975 | 54.5964 | 41.7659 | 36.5301 | 36.5301 | 0 | -0.75 | -1.25 | -1.5 | -1.5
[20 empty] | 0 | 0 | 0 | 0 | 0 | 58 | 58 | 58 | 58 | 58
Pressure coefficients module cpM | [19 empty] | 0 | 3 | 6 | 9 | 12 | 0 | 3 | 6 | 9 | 12
|  |  |  | Sliding |  |  |  |  | Uplift | [10 empty] | 0: References | xa | [9 empty] | xb | [9 empty] | ya | [9 empty] | yb
|  | Roof position 1 | Roof position 2 | Roof position 3 | Roof position 4 | Roof position 5 | Roof position 1 | Roof position 2 | Roof position 3 | Roof position 4 | Roof position 5 | [8 empty] | 6: Sliding; 6: Uplift |  |  | Sliding |  |  |  |  | Uplift |  |  |  |  | Sliding |  |  |  |  | Uplift |  |  |  |  | Sliding |  |  |  |  | Uplift |  |  |  |  | Sliding |  |  |  |  | Uplift
|  | cpMSn [-] | cpMSn [-] | cpMSn [-] | cpMSn [-] | cpMSn [-] | cpMLn [-] | cpMLn [-] | cpMLn [-] | cpMLn [-] | cpMLn [-] | [8 empty] | Roof position 1 | Roof position 2 | Roof position 3 | Roof position 4 | Roof position 5 | Roof position 1 | Roof position 2 | Roof position 3 | Roof position 4 | Roof position 5 | Roof position 1 | Roof position 2 | Roof position 3 | Roof position 4 | Roof position 5 | Roof position 1 | Roof position 2 | Roof position 3 | Roof position 4 | Roof position 5 | Roof position 1 | Roof position 2 | Roof position 3 | Roof position 4 | Roof position 5 | Roof position 1 | Roof position 2 | Roof position 3 | Roof position 4 | Roof position 5 | Roof position 1 | Roof position 2 | Roof position 3 | Roof position 4 | Roof position 5 | Roof position 1 | Roof position 2 | Roof position 3 | Roof position 4 | Roof position 5 | Roof position 1 | Roof position 2 | Roof position 3 | Roof position 4 | Roof position 5 | Roof position 1 | Roof position 2 | Roof position 3 | Roof position 4 | Roof position 5
North row | 1st-10th module | -0.1983 | -0.22504 | -0.17029 | -0.1736 | -0.17483 | -0.33429 | -0.41673 | -0.28825 | -0.25096 | -0.25899 | [5 empty] | 0 | North row | 1st-10th module | C128:C132 | F128:F132 | I128:I132 | L128:L132 | O128:O132 | C186:C190 | F186:F190 | I186:I190 | L186:L190 | O186:O190 | -0.26 | -0.3 | -0.24 | -0.19 | -0.21 | -0.46 | -1.12 | -0.39 | -0.27 | -0.27 | -0.15 | -0.17 | -0.13 | -0.14 | -0.14 | -0.26 | -0.34 | -0.27 | -0.19 | -0.21 | 70 | 121 | 55 | 123 | 55 | 25 | 1 | 9 | 25 | 24 | 700 | 700 | 500 | 500 | 400 | 70 | 98 | 55 | 123 | 55
| Interior modules | -0.15 | -0.2044 | -0.15655 | -0.16432 | -0.17981 | -0.25964 | -0.39067 | -0.21617 | -0.2402 | -0.25899 | [5 empty] | 7 |  | Interior modules | C135:C139 | F135:F139 | I135:I139 | L135:L139 | O135:O139 | C193:C197 | F193:F197 | I193:I197 | L193:L197 | O193:O197 | -0.15 | -0.29 | -0.18 | -0.19 | -0.22 | -0.42 | -1.13 | -0.3 | -0.25 | -0.27 | -0.15 | -0.17 | -0.13 | -0.14 | -0.14 | -0.24 | -0.31 | -0.18 | -0.19 | -0.21 | 164 | 121 | 81 | 72 | 55 | 13 | 1 | 9 | 32 | 24 | 10000 | 500 | 700 | 500 | 400 | 56 | 98 | 81 | 72 | 55
Inner rows, 2nd to 4th row from north | 1st-10th module | -0.18678 | -0.22917 | -0.17098 | -0.18032 | -0.18034 | -0.27151 | -0.29267 | -0.23544 | -0.22048 | -0.2365 | [5 empty] | 14 | Inner rows, 2nd to 4th row from north | 1st-10th module | C142:C146 | F142:F146 | I142:I146 | L142:L146 | O142:O146 | C200:C204 | F200:F204 | I200:I204 | L200:L204 | O200:O204 | -0.28 | -0.25 | -0.2 | -0.2 | -0.28 | -0.28 | -0.35 | -0.27 | -0.23 | -0.27 | -0.15 | -0.17 | -0.13 | -0.14 | -0.14 | -0.15 | -0.24 | -0.2 | -0.19 | -0.12 | 69 | 204 | 99 | 123 | 13 | 69 | 13 | 18 | 25 | 13 | 900 | 800 | 700 | 500 | 400 | 900 | 204 | 99 | 123 | 400
| Interior modules | -0.15 | -0.22006 | -0.15069 | -0.15459 | -0.16136 | -0.21008 | -0.27913 | -0.15924 | -0.17805 | -0.19215 | [5 empty] | 21 |  | Interior modules | C149:C153 | F149:F153 | I149:I153 | L149:L153 | O149:O153 | C207:C211 | F207:F211 | I207:I211 | L207:L211 | O207:O211 | -0.15 | -0.26 | -0.16 | -0.17 | -0.17 | -0.22 | -0.33 | -0.16 | -0.2 | -0.25 | -0.15 | -0.17 | -0.15 | -0.14 | -0.14 | -0.15 | -0.25 | -0.15 | -0.16 | -0.17 | 246 | 130 | 36 | 72 | 100 | 68 | 12 | 36 | 16 | 1 | 10000 | 800 | 255 | 500 | 400 | 246 | 130 | 255 | 72 | 100
Inner rows, from 5th row from north | 1st-10th module | -0.16069 | -0.19809 | -0.14593 | -0.15722 | -0.14 | -0.28141 | -0.25167 | -0.20844 | -0.19941 | -0.12 | [5 empty] | 28 | Inner rows, from 5th row from north | 1st-10th module | C156:C160 | F156:F160 | I156:I160 | L156:L160 | O156:O160 | C214:C218 | F214:F218 | I214:I218 | L214:L218 | O214:O218 | -0.32 | -0.24 | -0.16 | -0.18 | -0.14 | -0.31 | -0.31 | -0.27 | -0.25 | -0.12 | -0.15 | -0.17 | -0.13 | -0.14 | -0.14 | -0.15 | -0.23 | -0.16 | -0.18 | -0.12 | 55 | 99 | 81 | 56 | 35 | 55 | 11 | 18 | 12 | 35 | 500 | 600 | 700 | 500 | 10000 | 500 | 99 | 81 | 56 | 10000
| Interior modules | -0.15 | -0.20386 | -0.13 | -0.14 | -0.14 | -0.16735 | -0.25052 | -0.15679 | -0.14555 | -0.12 | [5 empty] | 35 |  | Interior modules | C163:C167 | F163:F167 | I163:I167 | L163:L167 | O163:O167 | C221:C225 | F221:F225 | I221:I225 | L221:L225 | O221:O225 | -0.15 | -0.24 | -0.13 | -0.14 | -0.14 | -0.17 | -0.3 | -0.16 | -0.16 | -0.12 | -0.15 | -0.17 | -0.13 | -0.14 | -0.14 | -0.15 | -0.23 | -0.13 | -0.14 | -0.12 | 245 | 99 | 144 | 56 | 35 | 69 | 13 | 36 | 12 | 35 | 10000 | 800 | 700 | 500 | 10000 | 245 | 99 | 144 | 56 | 10000
South row | 1st-10th module | -0.17457 | -0.19333 | -0.16087 | -0.14861 | -0.14 | -0.24592 | -0.23197 | -0.21499 | -0.17513 | -0.12646 | [5 empty] | 42 | South row | 1st-10th module | C170:C174 | F170:F174 | I170:I174 | L170:L174 | O170:O174 | C228:C232 | F228:F232 | I228:I232 | L228:L232 | O228:O232 | -0.24 | -0.25 | -0.21 | -0.16 | -0.14 | -0.41 | -0.25 | -0.22 | -0.19 | -0.2 | -0.15 | -0.17 | -0.13 | -0.14 | -0.14 | -0.24 | -0.17 | -0.12 | -0.16 | -0.12 | 86 | 25 | 36 | 56 | 40 | 19 | 25 | 36 | 24 | 13 | 800 | 800 | 700 | 500 | 10000 | 86 | 800 | 700 | 56 | 40
| Interior modules | -0.15 | -0.19668 | -0.13 | -0.13 | -0.14 | -0.17402 | -0.21959 | -0.16125 | -0.13832 | -0.12 | [5 empty] | 49 |  | Interior modules | C177:C181 | F177:F181 | I177:I181 | L177:L181 | O177:O181 | C235:C239 | F235:F239 | I235:I239 | L235:L239 | O235:O239 | -0.15 | -0.22 | -0.13 | -0.13 | -0.14 | -0.22 | -0.26 | -0.2 | -0.16 | -0.12 | -0.15 | -0.17 | -0.13 | -0.13 | -0.14 | -0.15 | -0.2 | -0.13 | -0.13 | -0.12 | 120 | 99 | 144 | 56 | 25 | 39 | 16 | 9 | 12 | 25 | 10000 | 1000 | 700 | 500 | 10000 | 120 | 99 | 144 | 56 | 10000
[20 empty] | 0 | 0 | 0 | 0 | 0 | 58 | 58 | 58 | 58 | 58
Mass m | [19 empty] | 0 | 3 | 6 | 9 | 12 | 0 | 3 | 6 | 9 | 12
|  |  |  | Sliding |  |  |  |  | Uplift | [10 empty] | 0: References | xa | [9 empty] | xb | [9 empty] | ya | [9 empty] | yb
|  | Roof position 1 | Roof position 2 | Roof position 3 | Roof position 4 | Roof position 5 | Roof position 1 | Roof position 2 | Roof position 3 | Roof position 4 | Roof position 5 | [8 empty] | 6: Sliding; 6: Uplift |  |  | Sliding |  |  |  |  | Uplift |  |  |  |  | Sliding |  |  |  |  | Uplift |  |  |  |  | Sliding |  |  |  |  | Uplift |  |  |  |  | Sliding |  |  |  |  | Uplift
|  | mSn [-] | mSn [-] | mSn [-] | mSn [-] | mSn [-] | mLn [-] | mLn [-] | mLn [-] | mLn [-] | mLn [-] | [8 empty] | Roof position 1 | Roof position 2 | Roof position 3 | Roof position 4 | Roof position 5 | Roof position 1 | Roof position 2 | Roof position 3 | Roof position 4 | Roof position 5 | Roof position 1 | Roof position 2 | Roof position 3 | Roof position 4 | Roof position 5 | Roof position 1 | Roof position 2 | Roof position 3 | Roof position 4 | Roof position 5 | Roof position 1 | Roof position 2 | Roof position 3 | Roof position 4 | Roof position 5 | Roof position 1 | Roof position 2 | Roof position 3 | Roof position 4 | Roof position 5 | Roof position 1 | Roof position 2 | Roof position 3 | Roof position 4 | Roof position 5 | Roof position 1 | Roof position 2 | Roof position 3 | Roof position 4 | Roof position 5 | Roof position 1 | Roof position 2 | Roof position 3 | Roof position 4 | Roof position 5 | Roof position 1 | Roof position 2 | Roof position 3 | Roof position 4 | Roof position 5
North row | 1st-10th module | 95.7374 | 118.6827 | 84.8397 | 80.5216 | 81.8735 | 165.6906 | 200.1551 | 121.1007 | 107.3842 | 106.5765 | [5 empty] | 0 | North row | 1st-10th module | C128:C132 | F128:F132 | I128:I132 | L128:L132 | O128:O132 | C186:C190 | F186:F190 | I186:I190 | L186:L190 | O186:O190 | 135 | 170 | 133 | 92 | 108 | 243 | 614 | 183 | 120 | 113 | 65 | 81 | 57 | 57 | 56 | 120 | 155 | 110 | 67 | 78 | 70 | 121 | 55 | 123 | 55 | 25 | 1 | 9 | 25 | 24 | 700 | 700 | 500 | 500 | 400 | 70 | 98 | 55 | 123 | 55
| Interior modules | 65 | 105.3662 | 75.0517 | 76.9398 | 85.3564 | 118.7826 | 186.8275 | 82.4991 | 97.1019 | 107.393 | [5 empty] | 7 |  | Interior modules | C135:C139 | F135:F139 | I135:I139 | L135:L139 | O135:O139 | C193:C197 | F193:F197 | I193:I197 | L193:L197 | O193:O197 | 65 | 166 | 91 | 98 | 115 | 215 | 616 | 130 | 102 | 114 | 65 | 81 | 57 | 57 | 56 | 107 | 140 | 62 | 72 | 78 | 164 | 121 | 81 | 72 | 55 | 13 | 1 | 9 | 32 | 24 | 10000 | 500 | 700 | 500 | 400 | 56 | 98 | 81 | 72 | 55
Inner rows, 2nd to 4th row from north | 1st-10th module | 94.1407 | 121.6784 | 84.5139 | 84.5539 | 84.2355 | 115.3642 | 127.769 | 100.2502 | 85.0013 | 100.1221 | [5 empty] | 14 | Inner rows, 2nd to 4th row from north | 1st-10th module | C142:C146 | F142:F146 | I142:I146 | L142:L146 | O142:O146 | C200:C204 | F200:F204 | I200:I204 | L200:L204 | O200:O204 | 168 | 136 | 104 | 98 | 154 | 120 | 158 | 120 | 90 | 120 | 65 | 81 | 57 | 57 | 56 | 49 | 100 | 80 | 69 | 31 | 69 | 204 | 99 | 123 | 13 | 69 | 13 | 18 | 25 | 13 | 900 | 800 | 700 | 500 | 400 | 900 | 204 | 99 | 123 | 400
| Interior modules | 65 | 115.4847 | 69.4144 | 67.2131 | 70.955 | 89.3368 | 120.5702 | 48.5447 | 62.3759 | 68.5654 | [5 empty] | 21 |  | Interior modules | C149:C153 | F149:F153 | I149:I153 | L149:L153 | O149:O153 | C207:C211 | F207:F211 | I207:I211 | L207:L211 | O207:O211 | 65 | 143 | 75 | 78 | 77 | 96 | 153 | 49 | 75 | 104 | 65 | 81 | 69 | 57 | 56 | 49 | 102 | 43 | 52 | 55 | 246 | 130 | 36 | 72 | 100 | 68 | 12 | 36 | 16 | 1 | 10000 | 800 | 255 | 500 | 400 | 246 | 130 | 255 | 72 | 100
Inner rows, from 5th row from north | 1st-10th module | 72.4848 | 99.4577 | 66.5568 | 68.6237 | 56 | 120.4521 | 101.7307 | 80.9825 | 72.9253 | 31 | [5 empty] | 28 | Inner rows, from 5th row from north | 1st-10th module | C156:C160 | F156:F160 | I156:I160 | L156:L160 | O156:O160 | C214:C218 | F214:F218 | I214:I218 | L214:L218 | O214:O218 | 184 | 127 | 75 | 84 | 56 | 136 | 136 | 114 | 104 | 31 | 65 | 81 | 57 | 57 | 56 | 49 | 89 | 55 | 61 | 31 | 55 | 99 | 81 | 56 | 35 | 55 | 11 | 18 | 12 | 35 | 500 | 600 | 700 | 500 | 10000 | 500 | 99 | 81 | 56 | 10000
| Interior modules | 65 | 104.2171 | 57 | 58.722 | 56 | 54.206 | 101.3125 | 47.071 | 41.992 | 31 | [5 empty] | 35 |  | Interior modules | C163:C167 | F163:F167 | I163:I167 | L163:L167 | O163:O167 | C221:C225 | F221:F225 | I221:I225 | L221:L225 | O221:O225 | 65 | 129 | 57 | 61 | 56 | 55 | 131 | 49 | 55 | 31 | 65 | 81 | 57 | 57 | 56 | 49 | 89 | 31 | 37 | 31 | 245 | 99 | 144 | 56 | 35 | 69 | 13 | 36 | 12 | 35 | 10000 | 800 | 700 | 500 | 10000 | 245 | 99 | 144 | 56 | 10000
South row | 1st-10th module | 82.7443 | 97.0389 | 77.4499 | 64.7492 | 56 | 93.8979 | 96.0551 | 81.3467 | 57.5715 | 34.5524 | [5 empty] | 42 | South row | 1st-10th module | C170:C174 | F170:F174 | I170:I174 | L170:L174 | O170:O174 | C228:C232 | F228:F232 | I228:I232 | L228:L232 | O228:O232 | 130 | 136 | 110 | 75 | 56 | 202 | 108 | 84 | 66 | 75 | 65 | 81 | 57 | 57 | 56 | 90 | 55 | 31 | 49 | 31 | 86 | 25 | 36 | 56 | 40 | 19 | 25 | 36 | 24 | 13 | 800 | 800 | 700 | 500 | 10000 | 86 | 800 | 700 | 56 | 40
| Interior modules | 65 | 99.1393 | 57 | 57 | 56 | 61.0108 | 87.0621 | 49.3031 | 35.992 | 31 | [5 empty] | 49 |  | Interior modules | C177:C181 | F177:F181 | I177:I181 | L177:L181 | O177:O181 | C235:C239 | F235:F239 | I235:I239 | L235:L239 | O235:O239 | 65 | 115 | 57 | 57 | 56 | 84 | 114 | 72 | 49 | 31 | 65 | 81 | 57 | 57 | 56 | 49 | 74 | 31 | 31 | 31 | 120 | 99 | 144 | 56 | 25 | 39 | 16 | 9 | 12 | 25 | 10000 | 1000 | 700 | 500 | 10000 | 120 | 99 | 144 | 56 | 10000
Sliding | Roof position 1 |  |  | Roof position 2 |  |  | Roof position 3 |  |  | Roof position 4 |  |  | Roof position 5
| North row - 1st-10th module |  |  | North row - 1st-10th module |  |  | North row - 1st-10th module |  |  | North row - 1st-10th module |  |  | North row - 1st-10th module
| An i | cpMS i | mS i | An i | cpMS i | mS i | An i | cpMS i | mS i | An i | cpMS i | mS i | An i | cpMS i | mS i
i = a | 1 | -1.15 | 686 | 1 | -1.12 | 764 | 1 | -0.46 | 312 | 1 | -0.59 | 395 | 1 | -0.58 | 384
i = b | 25 | -0.46 | 269 | 98 | -0.35 | 205 | 9 | -0.4 | 255 | 25 | -0.27 | 156 | 24 | -0.27 | 150
i = c | 70 | -0.26 | 135 | 121 | -0.3 | 170 | 55 | -0.24 | 133 | 123 | -0.19 | 92 | 55 | -0.21 | 108
i = d | 700 | -0.15 | 65 | 700 | -0.17 | 81 | 500 | -0.13 | 57 | 500 | -0.14 | 57 | 400 | -0.14 | 56
i = e | 10000 | -0.15 | 65 | 10000 | -0.17 | 81 | 10000 | -0.13 | 57 | 10000 | -0.14 | 57 | 10000 | -0.14 | 56
| North row - Interior modules |  |  | North row - Interior modules |  |  | North row - Interior modules |  |  | North row - Interior modules |  |  | North row - Interior modules
| An i | cpMS i | mS i | An i | cpMS i | mS i | An i | cpMS i | mS i | An i | cpMS i | mS i | An i | cpMS i | mS i
i = a | 1 | -0.67 | 366 | 1 | -1.13 | 770 | 1 | -0.36 | 235 | 1 | -0.56 | 370 | 1 | -0.57 | 377
i = b | 13 | -0.42 | 232 | 98 | -0.32 | 188 | 9 | -0.31 | 181 | 32 | -0.24 | 138 | 24 | -0.27 | 152
i = c | 56 | -0.24 | 124 | 121 | -0.29 | 166 | 81 | -0.18 | 91 | 72 | -0.19 | 98 | 55 | -0.22 | 115
i = d | 164 | -0.15 | 65 | 500 | -0.17 | 81 | 700 | -0.13 | 57 | 500 | -0.14 | 57 | 400 | -0.14 | 56
i = e | 10000 | -0.15 | 65 | 10000 | -0.17 | 81 | 10000 | -0.13 | 57 | 10000 | -0.14 | 57 | 10000 | -0.14 | 56
| Inner rows, 2nd to 4th row from north - 1st-10th module |  |  | Inner rows, 2nd to 4th row from north - 1st-10th module |  |  | Inner rows, 2nd to 4th row from north - 1st-10th module |  |  | Inner rows, 2nd to 4th row from north - 1st-10th module |  |  | Inner rows, 2nd to 4th row from north - 1st-10th module
| An i | cpMS i | mS i | An i | cpMS i | mS i | An i | cpMS i | mS i | An i | cpMS i | mS i | An i | cpMS i | mS i
i = a | 1 | -0.94 | 676 | 1 | -0.54 | 332 | 1 | -0.5 | 303 | 1 | -0.46 | 280 | 1 | -0.31 | 174
i = b | 13 | -0.56 | 372 | 13 | -0.36 | 210 | 18 | -0.28 | 155 | 25 | -0.23 | 119 | 13 | -0.28 | 154
i = c | 69 | -0.28 | 168 | 204 | -0.25 | 136 | 99 | -0.2 | 104 | 123 | -0.2 | 98 | 13 | -0.28 | 154
i = d | 900 | -0.15 | 65 | 800 | -0.17 | 81 | 700 | -0.13 | 57 | 500 | -0.14 | 57 | 400 | -0.14 | 56
i = e | 10000 | -0.15 | 65 | 10000 | -0.17 | 81 | 10000 | -0.13 | 57 | 10000 | -0.14 | 57 | 10000 | -0.14 | 56
| Inner rows, 2nd to 4th row from north - Interior modules |  |  | Inner rows, 2nd to 4th row from north - Interior modules |  |  | Inner rows, 2nd to 4th row from north - Interior modules |  |  | Inner rows, 2nd to 4th row from north - Interior modules |  |  | Inner rows, 2nd to 4th row from north - Interior modules
| An i | cpMS i | mS i | An i | cpMS i | mS i | An i | cpMS i | mS i | An i | cpMS i | mS i | An i | cpMS i | mS i
i = a | 1 | -1 | 590 | 1 | -0.53 | 325 | 1 | -0.56 | 330 | 1 | -0.31 | 178 | 1 | -0.24 | 118
i = b | 17 | -0.42 | 226 | 12 | -0.33 | 190 | 36 | -0.16 | 75 | 16 | -0.2 | 100 | 100 | -0.17 | 77
i = c | 68 | -0.22 | 112 | 130 | -0.26 | 143 | 255 | -0.15 | 69 | 72 | -0.17 | 78 | 100 | -0.17 | 77
i = d | 246 | -0.15 | 65 | 800 | -0.17 | 81 | 700 | -0.13 | 57 | 500 | -0.14 | 57 | 400 | -0.14 | 56
i = e | 10000 | -0.15 | 65 | 10000 | -0.17 | 81 | 10000 | -0.13 | 57 | 10000 | -0.14 | 57 | 10000 | -0.14 | 56
| Inner rows, from 5th row from north - 1st-10th module |  |  | Inner rows, from 5th row from north - 1st-10th module |  |  | Inner rows, from 5th row from north - 1st-10th module |  |  | Inner rows, from 5th row from north - 1st-10th module |  |  | Inner rows, from 5th row from north - 1st-10th module
| An i | cpMS i | mS i | An i | cpMS i | mS i | An i | cpMS i | mS i | An i | cpMS i | mS i | An i | cpMS i | mS i
i = a | 1 | -0.79 | 510 | 1 | -0.31 | 174 | 1 | -0.3 | 170 | 1 | -0.32 | 182 | 1 | -0.33 | 173
i = b | 13 | -0.61 | 384 | 11 | -0.31 | 174 | 18 | -0.27 | 150 | 12 | -0.26 | 139 | 15 | -0.26 | 130
i = c | 55 | -0.32 | 184 | 99 | -0.24 | 127 | 81 | -0.16 | 75 | 56 | -0.18 | 84 | 15 | -0.26 | 130
i = d | 500 | -0.15 | 65 | 600 | -0.17 | 81 | 700 | -0.13 | 57 | 500 | -0.14 | 57 | 35 | -0.14 | 56
i = e | 10000 | -0.15 | 65 | 10000 | -0.17 | 81 | 10000 | -0.13 | 57 | 10000 | -0.14 | 57 | 10000 | -0.14 | 56
| Inner rows, from 5th row from north - Interior modules |  |  | Inner rows, from 5th row from north - Interior modules |  |  | Inner rows, from 5th row from north - Interior modules |  |  | Inner rows, from 5th row from north - Interior modules |  |  | Inner rows, from 5th row from north - Interior modules
| An i | cpMS i | mS i | An i | cpMS i | mS i | An i | cpMS i | mS i | An i | cpMS i | mS i | An i | cpMS i | mS i
i = a | 1 | -0.65 | 352 | 1 | -0.3 | 168 | 1 | -0.29 | 163 | 1 | -0.23 | 124 | 1 | -0.18 | 86
i = b | 19 | -0.26 | 145 | 13 | -0.3 | 168 | 36 | -0.16 | 75 | 12 | -0.17 | 82 | 12 | -0.18 | 86
i = c | 69 | -0.17 | 79 | 99 | -0.24 | 129 | 144 | -0.13 | 57 | 56 | -0.14 | 61 | 16 | -0.17 | 79
i = d | 245 | -0.15 | 65 | 800 | -0.17 | 81 | 700 | -0.13 | 57 | 500 | -0.14 | 57 | 35 | -0.14 | 56
i = e | 10000 | -0.15 | 65 | 10000 | -0.17 | 81 | 10000 | -0.13 | 57 | 10000 | -0.14 | 57 | 10000 | -0.14 | 56
| South row - 1st-10th module |  |  | South row - 1st-10th module |  |  | South row - 1st-10th module |  |  | South row - 1st-10th module |  |  | South row - 1st-10th module
| An i | cpMS i | mS i | An i | cpMS i | mS i | An i | cpMS i | mS i | An i | cpMS i | mS i | An i | cpMS i | mS i
i = a | 1 | -1.01 | 675 | 1 | -0.41 | 250 | 1 | -0.49 | 274 | 1 | -0.38 | 256 | 1 | -0.62 | 430
i = b | 19 | -0.41 | 250 | 12 | -0.27 | 153 | 18 | -0.27 | 150 | 24 | -0.19 | 96 | 13 | -0.19 | 93
i = c | 86 | -0.24 | 130 | 25 | -0.25 | 136 | 36 | -0.21 | 110 | 56 | -0.16 | 75 | 13 | -0.19 | 93
i = d | 800 | -0.15 | 65 | 800 | -0.17 | 81 | 700 | -0.13 | 57 | 500 | -0.14 | 57 | 40 | -0.14 | 56
i = e | 10000 | -0.15 | 65 | 10000 | -0.17 | 81 | 10000 | -0.13 | 57 | 10000 | -0.14 | 57 | 10000 | -0.14 | 56
| South row - Interior modules |  |  | South row - Interior modules |  |  | South row - Interior modules |  |  | South row - Interior modules |  |  | South row - Interior modules
| An i | cpMS i | mS i | An i | cpMS i | mS i | An i | cpMS i | mS i | An i | cpMS i | mS i | An i | cpMS i | mS i
i = a | 1 | -0.83 | 515 | 1 | -0.42 | 245 | 1 | -0.71 | 410 | 1 | -0.34 | 196 | 1 | -0.5 | 298
i = b | 39 | -0.23 | 120 | 16 | -0.26 | 139 | 9 | -0.19 | 98 | 12 | -0.15 | 69 | 12 | -0.19 | 88
i = c | 39 | -0.23 | 120 | 99 | -0.22 | 115 | 144 | -0.13 | 57 | 56 | -0.13 | 57 | 12 | -0.19 | 88
i = d | 120 | -0.15 | 65 | 1000 | -0.17 | 81 | 700 | -0.13 | 57 | 500 | -0.13 | 57 | 25 | -0.14 | 56
i = e | 10000 | -0.15 | 65 | 10000 | -0.17 | 81 | 10000 | -0.13 | 57 | 10000 | -0.13 | 57 | 10000 | -0.14 | 56
Uplift | Roof position 1 |  |  | Roof position 2 |  |  | Roof position 3 |  |  | Roof position 4 |  |  | Roof position 5
| North row - 1st-10th module |  |  | North row - 1st-10th module |  |  | North row - 1st-10th module |  |  | North row - 1st-10th module |  |  | North row - 1st-10th module
| An i | cpML i | mL i | An i | cpML i | mL i | An i | cpML i | mL i | An i | cpML i | mL i | An i | cpML i | mL i
i = a | 1 | -1.22 | 692 | 1 | -1.12 | 614 | 1 | -0.49 | 250 | 1 | -0.59 | 307 | 1 | -0.58 | 295
i = b | 25 | -0.46 | 243 | 98 | -0.34 | 155 | 9 | -0.39 | 183 | 25 | -0.27 | 120 | 24 | -0.27 | 113
i = c | 70 | -0.26 | 120 | 121 | -0.3 | 130 | 55 | -0.27 | 110 | 123 | -0.19 | 67 | 55 | -0.21 | 78
i = d | 700 | -0.15 | 49 | 700 | -0.17 | 55 | 500 | -0.12 | 31 | 500 | -0.13 | 31 | 400 | -0.12 | 31
i = e | 10000 | -0.15 | 49 | 10000 | -0.17 | 55 | 10000 | -0.12 | 31 | 10000 | -0.13 | 31 | 10000 | -0.12 | 31
| North row - Interior modules |  |  | North row - Interior modules |  |  | North row - Interior modules |  |  | North row - Interior modules |  |  | North row - Interior modules
| An i | cpML i | mL i | An i | cpML i | mL i | An i | cpML i | mL i | An i | cpML i | mL i | An i | cpML i | mL i
i = a | 1 | -0.67 | 354 | 1 | -1.13 | 616 | 1 | -0.4 | 194 | 1 | -0.55 | 278 | 1 | -0.57 | 288
i = b | 13 | -0.42 | 215 | 98 | -0.31 | 140 | 9 | -0.3 | 130 | 32 | -0.25 | 102 | 24 | -0.27 | 114
i = c | 56 | -0.24 | 107 | 121 | -0.29 | 126 | 81 | -0.18 | 62 | 72 | -0.19 | 72 | 55 | -0.21 | 78
i = d | 164 | -0.15 | 49 | 500 | -0.17 | 55 | 700 | -0.12 | 31 | 500 | -0.13 | 31 | 400 | -0.12 | 31
i = e | 10000 | -0.15 | 49 | 10000 | -0.17 | 55 | 10000 | -0.12 | 31 | 10000 | -0.13 | 31 | 10000 | -0.12 | 31
| Inner rows, 2nd to 4th row from north - 1st-10th module |  |  | Inner rows, 2nd to 4th row from north - 1st-10th module |  |  | Inner rows, 2nd to 4th row from north - 1st-10th module |  |  | Inner rows, 2nd to 4th row from north - 1st-10th module |  |  | Inner rows, 2nd to 4th row from north - 1st-10th module
| An i | cpML i | mL i | An i | cpML i | mL i | An i | cpML i | mL i | An i | cpML i | mL i | An i | cpML i | mL i
i = a | 1 | -0.94 | 510 | 1 | -0.57 | 296 | 1 | -0.53 | 285 | 1 | -0.46 | 232 | 1 | -0.34 | 160
i = b | 13 | -0.56 | 284 | 13 | -0.35 | 158 | 18 | -0.27 | 120 | 25 | -0.23 | 90 | 13 | -0.27 | 120
i = c | 69 | -0.28 | 120 | 204 | -0.24 | 100 | 99 | -0.2 | 80 | 123 | -0.19 | 69 | 13 | -0.27 | 120
i = d | 900 | -0.15 | 49 | 800 | -0.17 | 55 | 700 | -0.12 | 31 | 500 | -0.13 | 31 | 400 | -0.12 | 31
i = e | 10000 | -0.15 | 49 | 10000 | -0.17 | 55 | 10000 | -0.12 | 31 | 10000 | -0.13 | 31 | 10000 | -0.12 | 31
| Inner rows, 2nd to 4th row from north - Interior modules |  |  | Inner rows, 2nd to 4th row from north - Interior modules |  |  | Inner rows, 2nd to 4th row from north - Interior modules |  |  | Inner rows, 2nd to 4th row from north - Interior modules |  |  | Inner rows, 2nd to 4th row from north - Interior modules
| An i | cpML i | mL i | An i | cpML i | mL i | An i | cpML i | mL i | An i | cpML i | mL i | An i | cpML i | mL i
i = a | 1 | -0.99 | 570 | 1 | -0.56 | 300 | 1 | -0.55 | 278 | 1 | -0.31 | 150 | 1 | -0.25 | 104
i = b | 17 | -0.42 | 210 | 12 | -0.33 | 153 | 36 | -0.16 | 49 | 16 | -0.2 | 75 | 100 | -0.17 | 55
i = c | 68 | -0.22 | 96 | 130 | -0.25 | 102 | 255 | -0.15 | 43 | 72 | -0.16 | 52 | 100 | -0.17 | 55
i = d | 246 | -0.15 | 49 | 800 | -0.17 | 55 | 700 | -0.12 | 31 | 500 | -0.13 | 31 | 400 | -0.12 | 31
i = e | 10000 | -0.15 | 49 | 10000 | -0.17 | 55 | 10000 | -0.12 | 31 | 10000 | -0.13 | 31 | 10000 | -0.12 | 31
| Inner rows, from 5th row from north - 1st-10th module |  |  | Inner rows, from 5th row from north - 1st-10th module |  |  | Inner rows, from 5th row from north - 1st-10th module |  |  | Inner rows, from 5th row from north - 1st-10th module |  |  | Inner rows, from 5th row from north - 1st-10th module
| An i | cpML i | mL i | An i | cpML i | mL i | An i | cpML i | mL i | An i | cpML i | mL i | An i | cpML i | mL i
i = a | 1 | -0.79 | 420 | 1 | -0.31 | 136 | 1 | -0.3 | 129 | 1 | -0.35 | 172 | 1 | -0.33 | 162
i = b | 13 | -0.6 | 311 | 11 | -0.31 | 136 | 18 | -0.27 | 114 | 12 | -0.25 | 104 | 15 | -0.26 | 115
i = c | 55 | -0.31 | 136 | 99 | -0.23 | 89 | 81 | -0.16 | 55 | 56 | -0.18 | 61 | 15 | -0.26 | 115
i = d | 500 | -0.15 | 49 | 600 | -0.17 | 55 | 700 | -0.12 | 31 | 500 | -0.13 | 31 | 35 | -0.12 | 31
i = e | 10000 | -0.15 | 49 | 10000 | -0.17 | 55 | 10000 | -0.12 | 31 | 10000 | -0.13 | 31 | 10000 | -0.12 | 31
| Inner rows, from 5th row from north - Interior modules |  |  | Inner rows, from 5th row from north - Interior modules |  |  | Inner rows, from 5th row from north - Interior modules |  |  | Inner rows, from 5th row from north - Interior modules |  |  | Inner rows, from 5th row from north - Interior modules
| An i | cpML i | mL i | An i | cpML i | mL i | An i | cpML i | mL i | An i | cpML i | mL i | An i | cpML i | mL i
i = a | 1 | -0.66 | 380 | 1 | -0.3 | 131 | 1 | -0.29 | 133 | 1 | -0.22 | 98 | 1 | -0.18 | 67
i = b | 19 | -0.26 | 113 | 13 | -0.3 | 131 | 36 | -0.16 | 49 | 12 | -0.16 | 55 | 12 | -0.18 | 67
i = c | 69 | -0.17 | 55 | 99 | -0.23 | 89 | 144 | -0.13 | 31 | 56 | -0.14 | 37 | 16 | -0.16 | 55
i = d | 245 | -0.15 | 49 | 800 | -0.17 | 55 | 700 | -0.12 | 31 | 500 | -0.13 | 31 | 35 | -0.12 | 31
i = e | 10000 | -0.15 | 49 | 10000 | -0.17 | 55 | 10000 | -0.12 | 31 | 10000 | -0.13 | 31 | 10000 | -0.12 | 31
| South row - 1st-10th module |  |  | South row - 1st-10th module |  |  | South row - 1st-10th module |  |  | South row - 1st-10th module |  |  | South row - 1st-10th module
| An i | cpML i | mL i | An i | cpML i | mL i | An i | cpML i | mL i | An i | cpML i | mL i | An i | cpML i | mL i
i = a | 1 | -1.02 | 575 | 1 | -0.45 | 236 | 1 | -0.48 | 254 | 1 | -0.4 | 194 | 1 | -0.6 | 276
i = b | 19 | -0.41 | 202 | 12 | -0.27 | 119 | 18 | -0.27 | 116 | 24 | -0.19 | 66 | 13 | -0.2 | 75
i = c | 86 | -0.24 | 90 | 25 | -0.25 | 108 | 36 | -0.22 | 84 | 56 | -0.16 | 49 | 13 | -0.2 | 75
i = d | 800 | -0.15 | 49 | 800 | -0.17 | 55 | 700 | -0.12 | 31 | 500 | -0.13 | 31 | 40 | -0.12 | 31
i = e | 10000 | -0.15 | 49 | 10000 | -0.17 | 55 | 10000 | -0.12 | 31 | 10000 | -0.13 | 31 | 10000 | -0.12 | 31
| South row - Interior modules |  |  | South row - Interior modules |  |  | South row - Interior modules |  |  | South row - Interior modules |  |  | South row - Interior modules
| An i | cpML i | mL i | An i | cpML i | mL i | An i | cpML i | mL i | An i | cpML i | mL i | An i | cpML i | mL i
i = a | 1 | -0.86 | 475 | 1 | -0.43 | 230 | 1 | -0.66 | 380 | 1 | -0.34 | 154 | 1 | -0.5 | 262
i = b | 39 | -0.22 | 84 | 16 | -0.26 | 114 | 9 | -0.2 | 72 | 12 | -0.16 | 49 | 12 | -0.19 | 67
i = c | 39 | -0.22 | 84 | 99 | -0.2 | 74 | 144 | -0.13 | 31 | 56 | -0.13 | 31 | 12 | -0.19 | 67
i = d | 120 | -0.15 | 49 | 1000 | -0.17 | 55 | 700 | -0.12 | 31 | 500 | -0.12 | 31 | 25 | -0.12 | 31
i = e | 10000 | -0.15 | 49 | 10000 | -0.17 | 55 | 10000 | -0.12 | 31 | 10000 | -0.12 | 31 | 10000 | -0.12 | 31
Parapet correction kp
|  |  |  | Sliding |  |  |  |  | Uplift
|  | Roof position 1 | Roof position 2 | Roof position 3 | Roof position 4 | Roof position 5 | Roof position 1 | Roof position 2 | Roof position 3 | Roof position 4 | Roof position 5
|  | kp [-] | kp [-] | kp [-] | kp [-] | kp [-] | kp [-] | kp [-] | kp [-] | kp [-] | kp [-]
Parapet factor | hp/h = ? | 1 | 1 | 1 | 1 | 1 | 1 | 1 | 1 | 1 | 1
Parapet factors | hp/h = 0.0 | 1 | 1 | 1 | 1 | 1 | 1 | 1 | 1 | 1 | 1
| hp/h = 0.1 | 0.99554 | 0.99 | 1.54 | 1.08 | 0.89 | 1.05 | 1 | 1.64 | 1.14 | 0.9
| hp/h = 0.2 | 0.76267 | 0.92 | 1.84 | 1.53 | 1.12 | 0.81 | 0.92 | 1.96 | 1.62 | 1.12
Sliding | Roof position 1 |  | Roof position 2 |  | Roof position 3 |  | Roof position 4 |  | Roof position 5
| A i | kp i | A i | kp i | A i | kp i | A i | kp i | A i | kp i
| P1 - hp/h = 0.1 | 0 | P2 - hp/h = 0.1 | 0 | P3 - hp/h = 0.1 | 0 | P4 - hp/h = 0.1 | 0 | P5 - hp/h = 0.1 | 0
i = a | 1 | 1.05 | 1 | 0.99 | 1 | 1.54 | 1 | 1.08 | 1 | 0.89
i = b | 71 | 1.05 | 184 | 0.99 | 106 | 1.54 | 100 | 1.08 | 160 | 0.89
i = c | 368 | 0.72 | 368 | 0.92 | 368 | 1.27 | 366 | 0.91 | 366 | 0.8
i = d | 1000 | 0.72 | 1000 | 0.92 | 1000 | 1.27 | 1000 | 0.91 | 1000 | 0.8
| A i | kp i | A i | kp i | A i | kp i | A i | kp i | A i | kp i
| P1 - hp/h = 0.2 | 0 | P2 - hp/h = 0.2 | 0 | P3 - hp/h = 0.2 | 0 | P4 - hp/h = 0.2 | 0 | P5 - hp/h = 0.2 | 0
i = a | 1 | 0.81 | 1 | 0.92 | 1 | 1.84 | 1 | 1.53 | 1 | 1.12
i = b | 33 | 0.81 | 184 | 0.92 | 98 | 1.84 | 142 | 1.53 | 106 | 1.12
i = c | 368 | 0.7 | 368 | 0.92 | 368 | 1.55 | 366 | 1.27 | 366 | 0.8
i = d | 1000 | 0.7 | 1000 | 0.92 | 1000 | 1.55 | 1000 | 1.27 | 1000 | 0.8
Uplift | Roof position 1 |  | Roof position 2 |  | Roof position 3 |  | Roof position 4 |  | Roof position 5
| A i | kp i | A i | kp i | A i | kp i | A i | kp i | A i | kp i
| P1 - hp/h = 0.1 | 0 | P2 - hp/h = 0.1 | 0 | P3 - hp/h = 0.1 | 0 | P4 - hp/h = 0.1 | 0 | P5 - hp/h = 0.1 | 0
i = a | 1 | 1.05 | 1 | 1 | 1 | 1.64 | 1 | 1.14 | 1 | 0.9
i = b | 71 | 1.05 | 184 | 1 | 106 | 1.64 | 100 | 1.14 | 160 | 0.9
i = c | 368 | 0.72 | 368 | 0.92 | 368 | 1.4 | 366 | 1 | 366 | 0.8
i = d | 1000 | 0.72 | 1000 | 0.92 | 1000 | 1.4 | 1000 | 1 | 1000 | 0.8
| A i | kp i | A i | kp i | A i | kp i | A i | kp i | A i | kp i
| P1 - hp/h = 0.2 | 0 | P2 - hp/h = 0.2 | 0 | P3 - hp/h = 0.2 | 0 | P4 - hp/h = 0.2 | 0 | P5 - hp/h = 0.2 | 0
i = a | 1 | 0.81 | 1 | 0.92 | 1 | 1.96 | 1 | 1.62 | 1 | 1.12
i = b | 33 | 0.81 | 184 | 0.92 | 98 | 1.96 | 142 | 1.62 | 106 | 1.12
i = c | 368 | 0.7 | 368 | 0.92 | 368 | 1.7 | 366 | 1.4 | 366 | 0.8
i = d | 1000 | 0.7 | 1000 | 0.92 | 1000 | 1.7 | 1000 | 1.4 | 1000 | 0.8